## equipment
Vanlig brukt i Norge | Kanskje brukt |  | Usikkert | Sivilforsvaret | [10 empty] | summary table for partners
Request ID | company (beneficiary) | equipment type: gas electric .... | name of equipment | Kommentar | Materiell type | components | characteristics | url where to buy | provider | type of units (units of measurement) | units | delivery time (TO) | status: not purchased on the road received | comments / notes
r_42795490_4 | GAS TSO OF UKRAINE LLC | Gas | Machine for plasma cutting of pipes |  |  | Diesel generator 380V or 220V, 12-13 kWА |  |  |  | piece | 30
r_42795490_8 | GAS TSO OF UKRAINE LLC | Gas | Mobile lighting tower | Lyskaster | Diverse utstyr og materiell | Sivilforsvaret | Available in 3 models depending on the light output required: 30W: 7200 lumens - Two heads 50W: 12,000 lumens - Two heads 100W: 24,000 lumens - Two heads • Strong die-cast aluminium casing with stainless steel fitting • Strong die-cast aluminium casing with stainless steel fitting • Designed for industrial applications • Toughened glass lens • IP65 Rated • Slim design • Double light head supplied with 2.2m tripod stan | http://s-status.com.ua/ua/osvitlyuvalne-obladnannya/osvitlyuvalna-machta-solaris-megastar-lite.html http://www.xdmast.com/product/LightingMast/2019-07-17/179.html https://nightsearcher.co.uk/en/category/site-lights/product/linkstar-twin.html |  | piece | 40
r_42795490_12 | GAS TSO OF UKRAINE LLC | Gas | Газовий генератор 8 rDN | Gassgenerator 8 kW | Strømaggregat |  | Для резепвного електропостачання https://drive.google.com/file/d/12x1aoLS9uJRItxfYR6kC2t8Se22M1rks/view?usp=sharing | https://220volt.com.ua/generator-gazovij-generac-6269-8kw/ |  | piece | 20
r_22815333_1 | CHERNIHIVOBLENERHO PJSC | Electricity | Wire AS-50 | Alminnelig everksmateriell | Linjemateriell |  |  |  |  | ton | 10
r_22815333_2 | CHERNIHIVOBLENERHO PJSC | Electricity | Insulator PS-70 | Glassisolatorer | Linjemateriell |  |  |  |  | piece | 600
r_22815333_3 | CHERNIHIVOBLENERHO PJSC | Electricity | Insulator PS-120 | Glassisolatorer | Linjemateriell |  |  |  |  | piece | 180
r_22815333_4 | CHERNIHIVOBLENERHO PJSC | Electricity | Insulator PS-240 | Glassisolatorer | Linjemateriell |  |  |  |  | piece | 60
r_22815333_5 | CHERNIHIVOBLENERHO PJSC | Electricity | Insulator SHF-20 | 20 kV piggisolator | Linjemateriell |  |  |  |  | piece | 1800
r_22815333_6 | CHERNIHIVOBLENERHO PJSC | Electricity | Clamp СОАС-50-3 | Skjøt for Al-liner | Linjemateriell |  |  |  |  | piece | 90
r_22815333_7 | CHERNIHIVOBLENERHO PJSC | Electricity | Clamp СОАС-95-3 | Skjøt for Al-liner | Linjemateriell |  |  |  |  | piece | 15
r_22815333_8 | CHERNIHIVOBLENERHO PJSC | Electricity | Clamp СОАС-120 | Skjøt for Al-liner | Linjemateriell |  |  |  |  | piece | 15
r_22815333_9 | CHERNIHIVOBLENERHO PJSC | Electricity | Clamp СОАС-185 | Skjøt for Al-liner | Linjemateriell |  |  |  |  | piece | 10
r_22815333_10 | CHERNIHIVOBLENERHO PJSC | Electricity | Supports SV-10.5 | Hengeklemme for BLX? | Linjemateriell |  |  |  |  | piece | 112
r_22815333_11 | CHERNIHIVOBLENERHO PJSC | Electricity | Supports CV-9.5 | Hengeklemme for BLX? | Linjemateriell |  |  |  |  | piece | 455
r_22815333_12 | CHERNIHIVOBLENERHO PJSC | Electricity | Traverse ТМ-1 | Ståltravers | Linjemateriell |  |  |  |  | piece | 100
r_22815333_13 | CHERNIHIVOBLENERHO PJSC | Electricity | Traverse ТМ-6 | Ståltravers | Linjemateriell |  |  |  |  | piece | 20
r_22815333_14 | CHERNIHIVOBLENERHO PJSC | Electricity | Header OG-2 | ? | Linjemateriell |  |  |  |  | piece | 20
r_22815333_15 | CHERNIHIVOBLENERHO PJSC | Electricity | Coupling fittings | Skjøt? | Linjemateriell |  |  |  |  | set | 150
r_22815333_16 | CHERNIHIVOBLENERHO PJSC | Electricity | Cable ASxSn-4x50 | Isolert trefase line, snodd | Linjemateriell |  |  |  |  | km | 8
r_22815333_17 | CHERNIHIVOBLENERHO PJSC | Electricity | Cable ASxSn-4x70 |  | Linjemateriell |  |  |  |  | km | 6
r_22815333_18 | CHERNIHIVOBLENERHO PJSC | Electricity | Cable ASxSn-4x95 |  | Linjemateriell |  |  |  |  | km | 4
r_22815333_19 | CHERNIHIVOBLENERHO PJSC | Electricity | Clamp GUKo 1 | Antagelig strekklemme for BLX | Linjemateriell |  |  |  |  | piece | 300
r_22815333_20 | CHERNIHIVOBLENERHO PJSC | Electricity | Clamp GUKo 2 |  | Linjemateriell |  |  |  |  | piece | 50
r_22815333_21 | CHERNIHIVOBLENERHO PJSC | Electricity | Clamp PSP 120 |  | Linjemateriell |  |  |  |  | piece | 300
r_22815333_22 | CHERNIHIVOBLENERHO PJSC | Electricity | Cable AVVG 4x120 | Antagelig fireleder kabel 120mm2 | Kabelmateriell |  |  |  |  | km | 1
r_22815333_23 | CHERNIHIVOBLENERHO PJSC | Electricity | Mobile complete transformer substation KTP-S-100/6(10)/0.4-U1 with transformer TM-100/10 | Mobil nettstasjon | Trafo/bryterkiosk |  |  |  |  | piece | 3
r_22815333_24 | CHERNIHIVOBLENERHO PJSC | Electricity | Mobile complete transformer substation PKTP-160/6(10)/0,4-U1 | Mobil nettstasjon | Trafo/bryterkiosk |  |  |  |  | piece | 2
r_31443937_1 | LUHANSKE ENERHETYCHNE OBYEDNANNIA LLC | Electricity | KTP case (Complete transformer substation) assembled | Nettstasjon | Trafo/bryterkiosk |  |  |  |  | piece | 300
r_31443937_2 | LUHANSKE ENERHETYCHNE OBYEDNANNIA LLC | Electricity | Transformer oil VG | Transformatorolje | Transformator/transformatormateriell |  |  |  |  | ton | 80
r_31443937_3 | LUHANSKE ENERHETYCHNE OBYEDNANNIA LLC | Electricity | reinforced concrete SV- 10.5-3.6 | Sement og armering | Linjemateriell |  |  |  |  | piece | 150
r_31443937_4 | LUHANSKE ENERHETYCHNE OBYEDNANNIA LLC | Electricity | Rack reinforced concrete SV-9,5 | Fundament? | Linjemateriell |  |  |  |  | piece | 300
r_31443937_5 | LUHANSKE ENERHETYCHNE OBYEDNANNIA LLC | Electricity | RLND 10/630 disconnector with PR | Skillebryter 10kV630A? | Bryter |  |  |  |  | piece | 500
r_31443937_6 | LUHANSKE ENERHETYCHNE OBYEDNANNIA LLC | Electricity | RNDZ-35/1000 disconnector | Skillebryter 35kV1000A? | Bryter |  |  |  |  | piece | 50
r_31443937_7 | LUHANSKE ENERHETYCHNE OBYEDNANNIA LLC | Electricity | Insulator porcelain pin ShF-20 | Piggisolator 20 kV | Linjemateriell |  |  |  |  | piece | 300
r_31443937_8 | LUHANSKE ENERHETYCHNE OBYEDNANNIA LLC | Electricity | Insulator porcelain pin TF-10 | Piggisolator 10 kV | Linjemateriell |  |  |  |  | piece | 1000
r_31443937_9 | LUHANSKE ENERHETYCHNE OBYEDNANNIA LLC | Electricity | Insulator basic IO-110 | Støtteisolator 110 kV? | Linjemateriell |  |  |  |  | piece | 100
r_31443937_10 | LUHANSKE ENERHETYCHNE OBYEDNANNIA LLC | Electricity | Insulator basic IO-35 | Støtteisolator 35 kV? | Linjemateriell |  |  |  |  | piece | 150
r_31443937_11 | LUHANSKE ENERHETYCHNE OBYEDNANNIA LLC | Electricity | Insulator basic IO-10 | Støtteisolator 10 kV? | Linjemateriell |  |  |  |  | piece | 300
r_31443937_12 | LUHANSKE ENERHETYCHNE OBYEDNANNIA LLC | Electricity | Wire AC 50 / 8.0 | Leder | Linjemateriell |  |  |  |  | ton | 10
r_31443937_13 | LUHANSKE ENERHETYCHNE OBYEDNANNIA LLC | Electricity | Wire AC 35 / 6.2 | Leder | Linjemateriell |  |  |  |  | ton | 10
r_31443937_14 | LUHANSKE ENERHETYCHNE OBYEDNANNIA LLC | Electricity | Wires ASxSn 4x50 | Isolert hengeledning 1kV 4x50mm2? | Linjemateriell |  |  |  |  | km | 5
r_31443937_15 | LUHANSKE ENERHETYCHNE OBYEDNANNIA LLC | Electricity | Wires ASxSn 4x35 |  | Linjemateriell |  |  |  |  | km | 5
r_31443937_16 | LUHANSKE ENERHETYCHNE OBYEDNANNIA LLC | Electricity | Rod iron 6.5 mm | Trådjern | Linjemateriell |  |  |  |  | ton | 10
r_31443937_17 | LUHANSKE ENERHETYCHNE OBYEDNANNIA LLC | Electricity | SLIP 12.1 clamp | Insulation Piercing Connector (ENSTO) | Linjemateriell |  |  |  |  | pcs | 300
r_31443937_18 | LUHANSKE ENERHETYCHNE OBYEDNANNIA LLC | Electricity | Clamp SO 158.1 | Avspenning hengeledning | Linjemateriell |  |  |  |  | pcs | 1000
r_31443937_19 | LUHANSKE ENERHETYCHNE OBYEDNANNIA LLC | Electricity | Clamp SO 157.1 | Avspenning hengeledning | Linjemateriell |  |  |  |  | pcs | 1000
r_31443937_20 | LUHANSKE ENERHETYCHNE OBYEDNANNIA LLC | Electricity | Clamp SO234S | Avspenning hengeledning | Linjemateriell |  |  |  |  | pcs | 300
r_31443937_21 | LUHANSKE ENERHETYCHNE OBYEDNANNIA LLC | Electricity | Clamp SO 130 | Avspenning hengeledning | Linjemateriell |  |  |  |  | pcs | 300
r_31443937_22 | LUHANSKE ENERHETYCHNE OBYEDNANNIA LLC | Electricity | Clamp plate PA 1-1 | Feste for Clamp? | Linjemateriell |  |  |  |  | piece | 10000
r_31443937_23 | LUHANSKE ENERHETYCHNE OBYEDNANNIA LLC | Electricity | Clamp spot PS 1-1 | Festemateriell hengeledning? | Linjemateriell |  |  |  |  | piece | 10000
r_31443937_24 | LUHANSKE ENERHETYCHNE OBYEDNANNIA LLC | Electricity | Clamp A4A- 185 | Pressavspenning Al | Linjemateriell |  |  |  |  | pcs | 100
r_31443937_25 | LUHANSKE ENERHETYCHNE OBYEDNANNIA LLC | Electricity | Clamp A4A-150 | Pressavspenning Al | Linjemateriell |  |  |  |  | piece | 100
r_31443937_26 | LUHANSKE ENERHETYCHNE OBYEDNANNIA LLC | Electricity | Clamp A4A-120 | Pressavspenning Al | Linjemateriell |  |  |  |  | piece | 200
r_31443937_27 | LUHANSKE ENERHETYCHNE OBYEDNANNIA LLC | Electricity | Clamp A4A- 95 | Pressavspenning Al | Linjemateriell |  |  |  |  | piece | 100
r_31443937_28 | LUHANSKE ENERHETYCHNE OBYEDNANNIA LLC | Electricity | Clip connecting SOAS-35 | Vriskjøt Al? | Linjemateriell |  |  |  |  | piece | 1000
r_31443937_29 | LUHANSKE ENERHETYCHNE OBYEDNANNIA LLC | Electricity | Clip connecting SOAS-50 | Vriskjøt Al? | Linjemateriell |  |  |  |  | piece | 1000
r_31443937_30 | LUHANSKE ENERHETYCHNE OBYEDNANNIA LLC | Electricity | Diesel generator of 5 kW 3 phase (380 V) | Disel aggregat 5 kW, 3 Fase, 380 V | Strømaggregat |  |  |  |  | piece | 10
r_31443937_31 | LUHANSKE ENERHETYCHNE OBYEDNANNIA LLC | Electricity | Gasoline generator of 3 kW 1 phase (220 V) | Bensin agregat 3 kW 1 fase, 220 V | Strømaggregat |  |  |  |  | piece | 10
r_31443937_32 | LUHANSKE ENERHETYCHNE OBYEDNANNIA LLC | Electricity | KVVGEng cable 4x2.5 | Kabel entråd 4x2,5 | Kabelmateriell |  |  |  |  | m | 300
r_31443937_33 | LUHANSKE ENERHETYCHNE OBYEDNANNIA LLC | Electricity | cable 7x2.5 | Kabel 7x2,5 fleksibel 500V | Kabelmateriell |  |  |  |  | m | 300
r_31443937_34 | LUHANSKE ENERHETYCHNE OBYEDNANNIA LLC | Electricity | cable 10x1.5 | kabel | Kabelmateriell |  |  |  |  | m | 300
r_31443937_35 | LUHANSKE ENERHETYCHNE OBYEDNANNIA LLC | Electricity | cable 14x1.5 | kabel | Kabelmateriell |  |  |  |  | m | 300
r_31443937_36 | LUHANSKE ENERHETYCHNE OBYEDNANNIA LLC | Electricity | cable 19x1.5 | kabel | Kabelmateriell |  |  |  |  | m | 300
r_31443937_37 | LUHANSKE ENERHETYCHNE OBYEDNANNIA LLC | Electricity | Cable ASBl 10 3x120 | AL-kabel 10 kV | Kabelmateriell |  |  |  |  | m | 500
r_31443937_38 | LUHANSKE ENERHETYCHNE OBYEDNANNIA LLC | Electricity | Cable ASBl 10 3х240 | AL-kabel 10 kV | Kabelmateriell |  |  |  |  | m | 500
r_31443937_39 | LUHANSKE ENERHETYCHNE OBYEDNANNIA LLC | Electricity | Corner 50х50х5 | Vinkeljern | Linjemateriell |  |  |  |  | ton | 5
r_31443937_40 | LUHANSKE ENERHETYCHNE OBYEDNANNIA LLC | Electricity | Coupling cable 10STP (3 / 70-120) | Skjøtemuffe 10 kV? | Kabelmateriell |  |  |  |  | piece | 50
r_31443937_41 | LUHANSKE ENERHETYCHNE OBYEDNANNIA LLC | Electricity | Coupling cable 10STP ( 3 / 150-240) | Skjøtemuffe 10 kV? | Kabelmateriell |  |  |  |  | piece | 50
r_31443937_42 | LUHANSKE ENERHETYCHNE OBYEDNANNIA LLC | Electricity | Transformer TM ( or TMG) 100-10 / 0,4 | Oljefylt 100kVA 10/0,4 kV | Transformator/transformatormateriell |  |  |  |  | piece | 7
r_31443937_43 | LUHANSKE ENERHETYCHNE OBYEDNANNIA LLC | Electricity | Transformer TM ( or TMG) 160-10 / 0,4 | 160 kVA | Transformator/transformatormateriell |  |  |  |  | piece | 7
r_31443937_44 | LUHANSKE ENERHETYCHNE OBYEDNANNIA LLC | Electricity | Transformer TM ( or TMG) 250-10 / 0,4 | 250 kVA | Transformator/transformatormateriell |  |  |  |  | piece | 7
r_31443937_45 | LUHANSKE ENERHETYCHNE OBYEDNANNIA LLC | Electricity | Transformer TM ( or TMG) 100-10 / 0,4 | 100 kVA | Transformator/transformatormateriell |  |  |  |  | piece | 7
r_31443937_46 | LUHANSKE ENERHETYCHNE OBYEDNANNIA LLC | Electricity | Transformer TM ( or TMG) 160-10 / 0,4 | 160kVA | Transformator/transformatormateriell |  |  |  |  | piece | 5
r_31443937_47 | LUHANSKE ENERHETYCHNE OBYEDNANNIA LLC | Electricity | Transformer TM ( or TMG) 250-10 / 0,4 | 250kVA | Transformator/transformatormateriell |  |  |  |  | piece | 5
r_31443937_48 | LUHANSKE ENERHETYCHNE OBYEDNANNIA LLC | Electricity | Transformer TDTN 16 000 / 110-35-10 (10) U1 | 16 MVA, regulertrf. 110/35/10 kV | Transformator/transformatormateriell |  |  |  |  | pcs | 2
r_31443937_49 | LUHANSKE ENERHETYCHNE OBYEDNANNIA LLC | Electricity | Transformer TDTN 16 000 / 110-35-6 (10) U1 | Neppe brukt i Norge 110kV | Transformator/transformatormateriell |  |  |  |  | pcs | 2
r_31443937_50 | LUHANSKE ENERHETYCHNE OBYEDNANNIA LLC | Electricity | Transformer TDTN 10 000 / 35- 10 (10) U1 |  | Transformator/transformatormateriell |  |  |  |  | piece | 1
r_31443937_51 | LUHANSKE ENERHETYCHNE OBYEDNANNIA LLC | Electricity | Transformer TDTN 10000 / 35-6 (10) U1 | Neppe brukt i Norge 110kV | Transformator/transformatormateriell |  |  |  |  | piece | 1
r_31443937_52 | LUHANSKE ENERHETYCHNE OBYEDNANNIA LLC | Electricity | Current transformer TFZN-35 150/5 | Strømtrf. 35 kV 150/5 A? | Måletransformator |  |  |  |  | piece | 9
r_31443937_53 | LUHANSKE ENERHETYCHNE OBYEDNANNIA LLC | Electricity | Current transformer TFZM 110 50/5 | Strømtrf. 110kV 50/5 A? | Måletransformator |  |  |  |  | pcs | 6
r_31443937_54 | LUHANSKE ENERHETYCHNE OBYEDNANNIA LLC | Electricity | Voltage transformer ZNOMP-35 | Spenningstrf. 35 kV/100V | Måletransformator |  |  |  |  | piece | 9
r_31443937_55 | LUHANSKE ENERHETYCHNE OBYEDNANNIA LLC | Electricity | transformer TSN 25 kV A 10 / 0,4 | 25 kVA 10/04 | Transformator/transformatormateriell |  |  |  |  | piece | 2
r_31443937_56 | LUHANSKE ENERHETYCHNE OBYEDNANNIA LLC | Electricity | transformer TSN 25 kVA 6 / 0,4 | 6 kV | Transformator/transformatormateriell |  |  |  |  | piece | 2
r_31443937_57 | LUHANSKE ENERHETYCHNE OBYEDNANNIA LLC | Electricity | Vacuum switch of 35 kV 10000 V | Vakunbryter 10-35kV | Bryter |  |  |  |  | piece | 20
r_31443937_58 | LUHANSKE ENERHETYCHNE OBYEDNANNIA LLC | Electricity | Vacuum switch of 35 kV 6000 V | Antagelig ikke brukt i Norge | Bryter |  |  |  |  | piece | 20
r_31443937_59 | LUHANSKE ENERHETYCHNE OBYEDNANNIA LLC | Electricity | Vacuum switch 10 V | Antagelig 10kV | Bryter |  |  |  |  | piece | 20
r_31443937_60 | LUHANSKE ENERHETYCHNE OBYEDNANNIA LLC | Electricity | Vacuum switch of 6 kV | Kan bruke 10 kV | Bryter |  |  |  |  | piece | 20
r_31443937_61 | LUHANSKE ENERHETYCHNE OBYEDNANNIA LLC | Electricity | Wire AC-185/29 | FeAl 18,8 Ø | Linjemateriell |  |  |  |  | m / kg | 4500 / 5000
r_31443937_62 | LUHANSKE ENERHETYCHNE OBYEDNANNIA LLC | Electricity | Wire AC-150/24 | Feal | Linjemateriell |  |  |  |  | m / kg | 8000 / 5000
r_31443937_63 | LUHANSKE ENERHETYCHNE OBYEDNANNIA LLC | Electricity | Wire AC-120/19 | Feal | Linjemateriell |  |  |  |  | m / kg | 9500 / 5000
r_31443937_64 | LUHANSKE ENERHETYCHNE OBYEDNANNIA LLC | Electricity | Clip connecting SOAS-185 | Vrihylse Al? | Linjemateriell |  |  |  |  | piece | 500
r_31443937_65 | LUHANSKE ENERHETYCHNE OBYEDNANNIA LLC | Electricity | Clip connecting SOAS-150 | Vrihylse Al? | Linjemateriell |  |  |  |  | piece | 450
r_31443937_66 | LUHANSKE ENERHETYCHNE OBYEDNANNIA LLC | Electricity | Clip connecting SOAS-120 | Vrihylse Al? | Linjemateriell |  |  |  |  | piece | 400
r_31443937_67 | LUHANSKE ENERHETYCHNE OBYEDNANNIA LLC | Electricity | Clip connecting SOAS-95 | Vrihylse Al? | Linjemateriell |  |  |  |  | piece | 200
r_31443937_68 | LUHANSKE ENERHETYCHNE OBYEDNANNIA LLC | Electricity | KGP 16-3 mounting unit | ? | Linjemateriell |  |  |  |  | pcs | 320
r_31443937_69 | LUHANSKE ENERHETYCHNE OBYEDNANNIA LLC | Electricity | Clamp plate PA 4-1 | Festeplate? | Linjemateriell |  |  |  |  | piece | 500
r_31443937_70 | LUHANSKE ENERHETYCHNE OBYEDNANNIA LLC | Electricity | Clamp plate PA 3-2 | Festeplate? | Linjemateriell |  |  |  |  | piece | 450
r_31443937_71 | LUHANSKE ENERHETYCHNE OBYEDNANNIA LLC | Electricity | Clamp plate PA 2-2 | Festeplate? | Linjemateriell |  |  |  |  | piece | 300
r_31443937_72 | LUHANSKE ENERHETYCHNE OBYEDNANNIA LLC | Electricity | Connector of a cable steel SVS-50 (for a cable of S-50) | Skjøt for ståltau? | Linjemateriell |  |  |  |  | piece | 200
r_31443937_73 | LUHANSKE ENERHETYCHNE OBYEDNANNIA LLC | Electricity | Bracket SKD-10-1 | ? | Linjemateriell |  |  |  |  | pcs | 600
r_31443937_74 | LUHANSKE ENERHETYCHNE OBYEDNANNIA LLC | Electricity | Earring Wed 7-16 | Opphengsbolt for hengeisolator | Linjemateriell |  |  |  |  | pcs | 600
r_31443937_75 | LUHANSKE ENERHETYCHNE OBYEDNANNIA LLC | Electricity | Ear U1-7-16 | Opphengskappe for isolatorskål | Linjemateriell |  |  |  |  | pcs | 600
r_31443937_76 | LUHANSKE ENERHETYCHNE OBYEDNANNIA LLC | Electricity | PSD-70E insulator | Glassisolator 70kN | Linjemateriell |  |  |  |  | piece | 5000
r_31443937_77 | LUHANSKE ENERHETYCHNE OBYEDNANNIA LLC | Electricity | Corner 90x90x7 | Vinkeljern | Linjemateriell |  |  |  |  | ton | 15
r_31443937_78 | LUHANSKE ENERHETYCHNE OBYEDNANNIA LLC | Electricity | Corner 75x75x6 | Vinkeljern | Linjemateriell |  |  |  |  | ton | 13
r_31443937_79 | LUHANSKE ENERHETYCHNE OBYEDNANNIA LLC | Electricity | Corner 63x63x6 | Vinkeljern | Linjemateriell |  |  |  |  | ton | 10
r_31443937_80 | LUHANSKE ENERHETYCHNE OBYEDNANNIA LLC | Electricity | Rack SC 16.4-02 | Stativ? | Linjemateriell |  |  |  |  | pcs | 60
r_31443937_81 | LUHANSKE ENERHETYCHNE OBYEDNANNIA LLC | Electricity | Rack SC 22.2-1.1 | Stativ? | Linjemateriell |  |  |  |  | pcs | 20
r_31443937_82 | LUHANSKE ENERHETYCHNE OBYEDNANNIA LLC | Electricity | Rack SK-22,1-1,1 | Stativ? | Linjemateriell |  |  |  |  | piece | 60
r_31443937_83 | LUHANSKE ENERHETYCHNE OBYEDNANNIA LLC | Electricity | Electrode ANO-21 d3 | Sveiseelektrode | Linjemateriell |  |  |  |  | kg | 500
r_31443937_84 | LUHANSKE ENERHETYCHNE OBYEDNANNIA LLC | Electricity | Electrodes ANO-4 d4 | Sveiseelektrode | Linjemateriell |  |  |  |  | kg | 500
r_31443937_85 | LUHANSKE ENERHETYCHNE OBYEDNANNIA LLC | Electricity | Inverter welding machine | Sveiseapparat | Linjemateriell |  |  |  |  | piece | 6
r_31443937_86 | LUHANSKE ENERHETYCHNE OBYEDNANNIA LLC | Electricity | Gasoline generator with a capacity of at least 6.5 kW | Besinaggregat | Strømaggregat |  |  |  |  | piece | 6
r_31443937_87 | LUHANSKE ENERHETYCHNE OBYEDNANNIA LLC | Electricity | Chainsaw with 18 "tire | Motorsag 18" | Diverse utstyr og materiell |  |  |  |  | piece | 20
r_31443937_88 | LUHANSKE ENERHETYCHNE OBYEDNANNIA LLC | Electricity | Chainsaw with 20 "tire | Motorsag 20" | Diverse utstyr og materiell |  |  |  |  | pcs | 20
r_31443937_89 | LUHANSKE ENERHETYCHNE OBYEDNANNIA LLC | Electricity | Rope cotton 14 | Bomullstau 14 mm | Diverse utstyr og materiell |  |  |  |  | m | 200
r_31443937_90 | LUHANSKE ENERHETYCHNE OBYEDNANNIA LLC | Electricity | Rope cotton 18 | Bomullstau 18 mm | Diverse utstyr og materiell |  |  |  |  | m | 200
r_31443937_91 | LUHANSKE ENERHETYCHNE OBYEDNANNIA LLC | Electricity | Rope cotton 20 | Bomullstau 20 mm | Diverse utstyr og materiell |  |  |  |  | m | 200
r_41946011_1 | DTEK KYIV GRIDS PRIVATE JOINT-STOCK COMPANY | Electricity | Transformer power TRDN-40000 kVA 110/10/10 kV U1 | Regulertrf. 4MVA 110/10/10 | Transformator/transformatormateriell |  |  |  |  | pcs | 1
r_41946011_2 | DTEK KYIV GRIDS PRIVATE JOINT-STOCK COMPANY | Electricity | Transformer power TMG-1000 kVA 10 / 0,4 kV | Trf. 1MVA 10/0,4 Oljefylt | Transformator/transformatormateriell |  |  |  |  | pcs | 8
r_41946011_3 | DTEK KYIV GRIDS PRIVATE JOINT-STOCK COMPANY | Electricity | Transformer power TMG-630 kVA 10 / 0,4 kV | Trf. 630kVA 10/0,4 Oljefylt | Transformator/transformatormateriell |  |  |  |  | pcs | 10
r_41946011_4 | DTEK KYIV GRIDS PRIVATE JOINT-STOCK COMPANY | Electricity | Transformer power TMG-400 kVA 10 / 0,4 kV | Trf. 400kVA 10/0,4 Oljefylt | Transformator/transformatormateriell |  |  |  |  | pcs | 12
r_41946011_5 | DTEK KYIV GRIDS PRIVATE JOINT-STOCK COMPANY | Electricity | Power TS-1000 kVA 10 / 0.4 kV power transformer | Tørr epoxy | Transformator/transformatormateriell |  |  |  |  | pcs | 2
r_41946011_6 | DTEK KYIV GRIDS PRIVATE JOINT-STOCK COMPANY | Electricity | Transformer power TS-630 kVA 10 / 0,4 kV | Tørr epoxy | Transformator/transformatormateriell |  |  |  |  | pcs | 2
r_41946011_7 | DTEK KYIV GRIDS PRIVATE JOINT-STOCK COMPANY | Electricity | Coupling cable transitional 35 kV TRAJ 42 / 1x120-240-3HL | Skjøtehylse 35 kV | Kabelmateriell |  |  |  |  | pcs | 12
r_41946011_8 | DTEK KYIV GRIDS PRIVATE JOINT-STOCK COMPANY | Electricity | Coupling cable connecting 35 kV POLJ-42 / 1x500 | Kabelskjøt | Kabelmateriell |  |  |  |  | pcs | 12
r_41946011_9 | DTEK KYIV GRIDS PRIVATE JOINT-STOCK COMPANY | Electricity | Coupling cable connecting 35 kV POLJ-42 / 1x300-400 | Kabelskjøt | Kabelmateriell |  |  |  |  | pcs | 12
r_41946011_10 | DTEK KYIV GRIDS PRIVATE JOINT-STOCK COMPANY | Electricity | Coupling cable final 35 kV POLT-42F / 1XI-L16 | Endemuffe 35Kv | Kabelmateriell |  |  |  |  | comp. | 6
r_41946011_11 | DTEK KYIV GRIDS PRIVATE JOINT-STOCK COMPANY | Electricity | Wire AC-185/29 | FeAl? | Linjemateriell |  |  |  |  | kg | 1000
r_41946011_12 | DTEK KYIV GRIDS PRIVATE JOINT-STOCK COMPANY | Electricity | Wire AC-300/39 | FeAl? | Linjemateriell |  |  |  |  | kg | 1400
r_41946011_13 | DTEK KYIV GRIDS PRIVATE JOINT-STOCK COMPANY | Electricity | The 35 kV B35B-LE-51 / K-U1 block with vacuum switches like 3AF0141 | Utendørs vakumbryter 35kV Siemens | Bryter |  |  |  |  | comp. | 5
r_41946011_14 | DTEK KYIV GRIDS PRIVATE JOINT-STOCK COMPANY | Electricity | Reinforced concrete rack SK-26 | Fundament? | Linjemateriell |  |  |  |  | pcs | 8
r_41946011_15 | DTEK KYIV GRIDS PRIVATE JOINT-STOCK COMPANY | Electricity | Anchor-angular support U-110-2 | Jordanker? | Linjemateriell |  |  |  |  | pcs | 2
r_41946011_16 | DTEK KYIV GRIDS PRIVATE JOINT-STOCK COMPANY | Electricity | Coupling cable connecting 10 kV POLJ 24 / 1Х240-400 | 10 kV kabelskjøt 240-400mm2 | Kabelmateriell |  |  |  |  | pcs | 20
r_41946011_17 | DTEK KYIV GRIDS PRIVATE JOINT-STOCK COMPANY | Electricity | Coupling cable connecting 10 kV POLJ 24 / 1Х120-240 |  | Kabelmateriell |  |  |  |  | pcs | 30
r_41946011_18 | DTEK KYIV GRIDS PRIVATE JOINT-STOCK COMPANY | Electricity | Coupling cable connecting 10 kV POLJ 24/1X500 |  | Kabelmateriell |  |  |  |  | pcs | 12
r_41946011_19 | DTEK KYIV GRIDS PRIVATE JOINT-STOCK COMPANY | Electricity | Coupling cable transitional 10 kV TRAJ 24 120-240 3HL | Skjøtemuffe 10 kV 120-240mm2 Raychem | Kabelmateriell |  |  |  |  | pcs | 16
r_00100227_1 | NPC UKRENERGO | Electricity | Drive control cabinet | Trefase effektbryter kontrollkabinett ABB | Bryter | BLG 1002A firm "АVV", оr equivalent for a switch LTB 420Е2 № 1HSB01113009 2011 year of production. | Spring drive. Unipolar installation. Three-pole control mode. Universal electric motor 220 V. |  | АVV | unit | 1
r_00100227_2 | NPC UKRENERGO | Electricity | SF6 current transformer | Strømtrf. Trench SF6 1000A 360 kV | Måletransformator | SAS-362 "TRENCH", оr equivalent | The maximum operating voltage of the primary winding is 362 kV. Transformation coefficient 1000-2000 \ 1. Four secondary windings. Accuracy class of windings (1 winding - 0,2 S, 3 windings - 10P). SF6 internal environment. Polymeric external insulation. |  | TRENCH | unit | 6
r_00100227_3 | NPC UKRENERGO | Electricity | SF6 current transformer | Spenningstrf. Trench SF6 330kV | Måletransformator | SVS 362 "TRENCH", оr equivalent | The maximum operating voltage of the primary winding is 362 kV. The nominal voltage of the secondary winding is 330 / √3 kV. The accuracy class of the windings is 0.5. The rated power of the windings is 400 W. SF6 internal environment. Polymeric external insulation. |  | TRENCH | unit | 3
r_00100227_4 | NPC UKRENERGO | Electricity | Disconnectors | Skillebryter med jordkniv 360 kVtrefase | bryter | S2DAT-362 of firm "ALSTOM", or equivalent | The highest operating voltage is 362 kV. The rated operating current is 3150 A. The stump of thermal resistance is 40 kA. Installation is unipolar. The insulation is porcelain. The number of grounding knives is 2 pcs. The drive of the main and grounding knives is a 380 V electric motor. The control is 220 V. AC. |  | ALSTOM | set | 10
r_00100227_4 | NPC UKRENERGO | Electricity | Disconnectors | enfase | Bryter | S2DAT-362 of firm "ALSTOM", or equivalent | same description |  | ALSTOM | phase | 1
r_22767506_1 | JSC "Khmelnitskoblenergo" | electricity | Vacuum switches of 10 kV | Vakumbryter pluggbar | Bryter | Switch, plug contacts, adaptation kit | ВРС-10-25 / 1600- 1 pc., ВРС-10-20 / 1000-2 pc., ВРС-10-20 / 630 - 7 pc. Operating current: direct / alternating, | http://www.rzva.ua/ | RZVA Rivne, street White, 16 | pcs. | 10 | 2022-05-01 |  | The BPC vacuum switch is intended for installation on high-voltage substations for switching in 10 kV electric circuits. 110 kV Substation Izyaslav, 110 kV Substation Zarichchya, 110 kV Substation South
r_22767506_2 | JSC "Khmelnitskoblenergo" | electricity | Power transformers TMN-2500/35 | Regulertrf 2,5 MVA 38/11 kV | Transformator/transformatormateriell | Power transformer, power inputs, attachments | Group of compounds Y / D-11; Nominal capacity - 2.5 MVA; Un = 38.5 ± 2 * 2.5% / 11 kV | https://uea.com.ua/ | LLC "Ukrelektroaparat" | pcs. | 1 | 2022-06-01 |  | For the reserve of 35 kV substation "Chernelika" from which the water supply system of the city of Khmelnytsky is fed
r_22767506_2 | JSC "Khmelnitskoblenergo" | electricity | Power transformers TMN-6300/35 | 6,3 MVA | Transformator/transformatormateriell | Power transformer, power inputs, attachments | Group of compounds Y / D-11; Nominal capacity - 6.3 MVA; Un = 38.5 ± 2 * 2.5% / 11 kV | http://www.ztr.ua/ua/company/ | PJSC "Zaporizhtransformator" | pcs. | 1 | 2022-06-01 |  | For the reserve of 35 kV substation "Lisovi Hrynivtsi" from which part of the city of Khmelnytsky is fed.
r_22767506_2 | JSC "Khmelnitskoblenergo" | electricity | Power transformers TMN-4000/35 | 4MVA | Transformator/transformatormateriell | Power transformer, power inputs, attachments | Group of compounds Y / D-11; Nominal capacity - 4 MBA; Un = 38.5 ± 2 * 2.5% / 11 kV | http://www.ztr.ua/ua/company/ | PJSC "Zaporizhtransformator" | pcs. | 1 | 2022-06-01 |  | For the reserve of 35 kV substation "Klimentovychi" from which TIC.
r_22767506_2 | JSC "Khmelnitskoblenergo" | electricity | Power TDTN-25000/110/10/10 transformer | Regulertrf. 25MVA 115/11kV | Transformator/transformatormateriell | Power transformer, power inputs, attachments | Group of connections Yn / D / D 11-11; Nominal capacity - 25 MBA; Un = 115 ± 2 * 2.5% / 11 kV | http://www.ztr.ua/ua/company/ | PJSC "Zaporizhtransformator" | pcs. | 1 | 2022-06-01 |  | For the reserve of 110 kV substation "Central" from which a number of municipal enterprises of the city of Khmelnytsky, regional hospital will recover.
r_22767506_2 | JSC "Khmelnitskoblenergo" | electricity | Power TDTN-16000/110/35/10 transformer | 16MVA | Transformator/transformatormateriell | Power transformer, power inputs, attachments | Group of connections Yn / Y / D 0-11; Nominal capacity - 16.0 MVA; Un = 115 ± * 2.5% / 38.5 ± 2.5% / 11 kV | http://www.ztr.ua/ua/company/ | PJSC "Zaporizhtransformator" | pcs. | 1 | 2022-06-01 |  | For the reserve of 110 kV substation "South" from which a large part of Kamianets-Podilskyi is fed.
r_22767506_2 | JSC "Khmelnitskoblenergo" | electricity | Power TDTN-16000/110/10 transformer | 10MVA | Transformator/transformatormateriell | Power transformer, power inputs, attachments | Group of connections Yn / D -11; Nominal capacity - 10.0 MVA; Un = 115 ± * 2.5% / 11 kV | http://www.ztr.ua/ua/company/ | PJSC "Zaporizhtransformator" | pcs. | 1 | 2022-06-01 |  | For the reserve of 110 kV substation "Dubovo" from which lives a large part of the city of Khmelnytsky.
r_22767506_2 | JSC "Khmelnitskoblenergo" | electricity | Power TMN-6300/110/35/10 transformer | 10MVA | Transformator/transformatormateriell | Power transformer, power inputs, attachments | Group of connections Yn / D -11; Nominal capacity - 10.0 MVA; Un = 115 ± * 2.5% / 11 kV | http://www.ztr.ua/ua/company/ | PJSC "Zaporizhtransformator" | pcs. | 1 | 2022-06-01 |  | For the reserve of 110 kV substation "Mashzavod" from which the gas pipeline and the defense industry enterprise are fed.
r_22767506_2 | JSC "Khmelnitskoblenergo" | electricity | Power TDTN-10000/110/10 transformer | 10MVA | Transformator/transformatormateriell | Power transformer, power inputs, attachments | Group of connections Yn / D -11; Nominal capacity - 10.0 MVA; Un = 115 ± * 2.5% / 11 kV | http://www.ztr.ua/ua/company/ | PJSC "Zaporizhtransformator" | pcs. | 1 | 2022-06-01 |  | For the reserve PS-110 "IPP" from which a large part of the city of Starokostiantyniv is fed.
r_22767506_2 | JSC "Khmelnitskoblenergo" | electricity | Power TDTN-10000/110/35/10 transformer | Treviklings reguler 10MVA 115/38,5/11kV | Transformator/transformatormateriell | Power transformer, power inputs, attachments | Group of connections Yn / Y / D 0-11; Nominal capacity - 10.0 MVA; Un = 115 ± * 2.5% / 38.5 ± 2.5% / 11 kV | http://www.ztr.ua/ua/company/ | PJSC "Zaporizhtransformator" | pcs. | 1 | 2022-06-01 |  | For the reserve of 110 kV substation "Bilogorya" from which the village is fed. White Mountains and objects of critical infrastructure.
r_22767506_3 | JSC "Khmelnitskoblenergo" | electricity | SF6 110 kV switches | Trefase sf6-bryter 110kV 2000A | Bryter | Supporting insulators with extinguishing chambers of the switch poles are located on a single frame. They are connected by a pipeline to the gas chamber of the switch. The switch is controlled by a spring-loaded actuator located in the actuator unit mounted on the supporting frame. | SF6 switch 110 kV. Rated voltage 145 kV Rated frequency 50 Hz Rated current 2000 A Rated tripping current at short circuit 31.5 kA | https://new.abb.com/se/om-abb/kontakt | ABB +46 (0) 21 32 5000 | pcs. | 3 | 2022-06-01 |  | For operative replacement of 110 kV switches at hub substations. Yarmolyntsi /, Dunaivtsi, Volochysk
r_22767506_4 | JSC "Khmelnitskoblenergo" | electricity | Laptop LENOVO ThinkPad E15 Black (i3, RAM 8, SSD 256) | Laptop | IT-utstyr | laptop, power supply, laptop bag | i3 processor, 8 GB RAM, 256 MB hard drive | https://www.foxtrot.com.ua/ru/shop/noutbuki_lenovo_thinkpad-e15-20rd001ert.html | LLC "LENOVO UKRAINE" | pcs. | 10 | 2022-04-01 |  | For operational and mobile work of employees
r_22767506_5 | JSC "Khmelnitskoblenergo" | electricity | A4 Printer (Canon LBP226DW) | Printer | IT-utstyr | printer, cable, power, USB cable | Laser, print load per month 80,000 pages | https://www.moyo.ua/printer-lazernyy-canon-i-sensys-lbp226dw-c-wi-fi/463985.html | Canon Ukraine LLC | pcs. | 10 | 2022-04-01 |  | For printing documents
r_22767506_6 | JSC "Khmelnitskoblenergo" | electricity | Brigade van (IVECO Daily55S18 4x4) | Verkstedbil | Kjøretøy/Maskiner | IVECO Daily55S18 chassis and Brigade van. | Double cab (6 + 1 seats), workshop van, 4x4 all-wheel drive chassis | https://polycar.com.ua/news/1486-avm-isuzuukr/ | LLC "SPEC-COM-SERVICE" | pcs. | 3 | 2022-04-01 |  | For transportation of workers of linear brigades on objects of the operator of distribution system
r_22767506_7 | JSC "Khmelnitskoblenergo" | electricity | Diesel generator KS 14-1DE ATSR | Dieselaggregat 11 kVA 230V enfase | Strømaggregat | Diesel generator KS 14-1DE ATSR | Voltage 230 V, Power max. 11.0 kW, Power nom. 10.5 kW, Engine power 21 hp, Fuel tank capacity 30 l, Oil sump volume 2.8 l, Frequency 50 Hz | https://ks-power.com.ua/diesel-generators-heavy-duty/ks-14-1de-atsr/ | TECHNO TRADE KS Company | pcs. | 4 | 2022-04-01 |  | To ensure emergency power supply of critical infrastructure of the distribution system
r_22767506_8 | JSC "Khmelnitskoblenergo" | electricity | Gasoline generator KS 7000E | Bensinaggregat 5,5 kVA 230V | Strømaggregat | Gasoline generator KS 7000E | Maximum power 5.5 kW, Rated power 5.0 kW, Engine power 13 hp, Fuel type gasoline, Fuel tank capacity 25 l, Voltage 230 V, Frequency 50 Hz | https://ks-power.com.ua/gasoline-ks-series-generators/ks-7000e/ | TECHNO TRADE KS Company | pcs. | 5 | 2022-04-01 |  | To ensure emergency power supply of critical infrastructure of the distribution system
r_22767506_9 | JSC "Khmelnitskoblenergo" | electricity | Diesel power plant EP-90B | Dieselaggregat 70kVA trefase | Strømaggregat | Diesel power plant EP-90B | Fuel type: Diesel, Number of phases: 3, Operating mode: Continuous, Rated power: 65 kW, Maximum power: 72 kW, Fuel consumption 16.9 l / h | https://lviv.prom.ua/p1464231305-dizelnaya-elektrostantsiya-90b.html?&primelead=My45 | Energy PlusEner LLC | pcs. | 3 | 2022-04-01 |  | To ensure emergency power supply of critical infrastructure of the distribution system
r_00131713_1 | DTEK ODESA GRIDS JSC | electricity | The transformer is power two-winding, analog of TDN-10000-35 / 10 kV | Trf. 10MVA 35/10kV? | Transformator/transformatormateriell |  |  |  |  | pcs | 1
r_00131713_1 | DTEK ODESA GRIDS JSC | electricity | The transformer is power two-winding, analog of TDN-6300-35 / 10 kV | Trf. 6,3MVA 35/10kV? | Transformator/transformatormateriell |  |  |  |  | pcs | 4
r_00131713_1 | DTEK ODESA GRIDS JSC | electricity | The transformer is power two-winding, analog of TDN-4000 of 35/6 kV | Trf. 4MVA 35/6kV? | Transformator/transformatormateriell |  |  |  |  | pcs | 2
r_00131713_1 | DTEK ODESA GRIDS JSC | electricity | The transformer is power two-winding, analog of TDN-2500 of 35/10 kV | Trf. 2,5MVA 35/10kV? | Transformator/transformatormateriell |  |  |  |  | pcs | 2
r_00131713_1 | DTEK ODESA GRIDS JSC | electricity | The transformer is power two-winding, analog of TDN-1000 of 35/6 kV | Trf. 1MVA 35/6kV? | Transformator/transformatormateriell |  |  |  |  | pcs | 2
r_00131713_1 | DTEK ODESA GRIDS JSC | electricity | The transformer is power two-winding, analog of TDN-1000 of 35/10 kV | Trf. 1MVA 35/10kV? | Transformator/transformatormateriell |  |  |  |  | pcs. | 4
r_00131713_2 | DTEK ODESA GRIDS JSC | electricity | Vacuum switch of 35 kV, 1000A, 16 kA with the spring drive, power supply of alternating current of 220 in | Vakumbryter 35 kV 1000A | Bryter |  |  |  |  | pcs. | 12
r_00131713_3 | DTEK ODESA GRIDS JSC | electricity | 35 kV 1000 A disconnector with two earthing knives that do not require maintenance for the entire service life | Skillekniv 35 kV med tojordkniver | Bryter |  |  |  |  | pcs. | 10
r_00131713_4 | DTEK ODESA GRIDS JSC | electricity | 35 kV current transformers with cast insulation 100/5, number of secondary windings 3 pcs: 10P / 10P / 0.5 S | Strømtrf 35 kV 100A epoxy | Måletransformator |  |  |  |  | pcs. | 9
r_00131713_5 | DTEK ODESA GRIDS JSC | electricity | 35 kV current transformers with cast insulation 200/5, number of secondary windings 3 pcs: 10P / 10P / 0.5 S | Strømtrf 35 kV 200A epoxy | Måletransformator |  |  |  |  | pcs. | 12
r_00131713_6 | DTEK ODESA GRIDS JSC | electricity | 35 kV voltage transformer with cast insulation | Spenningstrf 35 kV epoxy | Måletransformator |  |  |  |  | pcs | 12
r_00131713_7 | DTEK ODESA GRIDS JSC | electricity | Overvoltage limiter 35 kV Ur = 40.5 kV | Oversp.avl. 35kV | Avleder |  |  |  |  | pcs. | 36
r_00131713_8 | DTEK ODESA GRIDS JSC | electricity | Complete switchgear (KRPZ) 35 kV consisting of: two sections with a sectional switch. In each section - three cells (cable entry, transformer input, HV) + space for one spare cell | 35kV kapslet koblingsanlegg | Bryter |  |  |  |  | pcs. | 2
r_00131713_9 | DTEK ODESA GRIDS JSC | electricity | Current transformers TVLM 10 100/5 number of secondary windings of 3 pieces: 10P / 10P / 0,5 S | Strømtrf. 10 kV 100A 3 kjerner | Måletransformator |  |  |  |  | pcs. | 24
r_00131713_9 | DTEK ODESA GRIDS JSC | electricity | Current transformers TVLM 10 300/5 number of secondary windings of 3 pieces: 10P / 10P / 0,5 S | Strømtrf. 10 kV 300A 3 kjerner | Måletransformator |  |  |  |  | pcs. | 24
r_00131713_9 | DTEK ODESA GRIDS JSC | electricity | Current transformers TVLM 10 400/5 number of secondary windings of 3 pieces: 10P / 10P / 0,5 S | Strømtrf. 10 kV 400A 3 kjerner | Måletransformator |  |  |  |  | pcs. | 24
r_00131713_9 | DTEK ODESA GRIDS JSC | electricity | Current transformers TVLM 10 600/5 number of secondary windings of 3 pieces: 10P / 10P / 0,5 S | Strømtrf. 10 kV 600A 3 kjerner | Måletransformator |  |  |  |  | pcs. | 24
r_00131713_9 | DTEK ODESA GRIDS JSC | electricity | Complete switchgear (KRPZ) 10 kV consisting of: two sections with a sectional switch. On each section - ten cells (input of the transformer, TN, TSN, 2 cells departing on 1000 A, 5 cells departing on 630 A) + a place under one spare cell | 10 kV kapslet koblingsanlegg | Bryter |  |  |  |  | set | 4
r_00131713_10 | DTEK ODESA GRIDS JSC | electricity | Power transformer | Treviklings trafo med unormalt spenningsnivå for norge | Transformator/transformatormateriell | Power transformer TDTN-40000 110/35/6 |  |  |  | pcs. | 2
r_00131713_10 | DTEK ODESA GRIDS JSC | electricity | Power transformer | Treviklings trafo med unormalt spenningsnivå for norge | Transformator/transformatormateriell | Power transformer TDTN-25000 110/35/6 |  |  |  | pcs. | 2
r_00131713_10 | DTEK ODESA GRIDS JSC | electricity | Power transformer | Treviklings trafo med unormalt spenningsnivå for norge | Transformator/transformatormateriell | Power transformer TDTN-40000 110/35/10 |  |  |  | pcs. | 2
r_00131713_10 | DTEK ODESA GRIDS JSC | electricity | Power transformer | Treviklings trafo med unormalt spenningsnivå for norge | Transformator/transformatormateriell | Power transformer TDTN-25000 110/35/6 |  |  |  | pcs. | 2
r_00131713_10 | DTEK ODESA GRIDS JSC | electricity | Power transformer | Treviklings trafo med unormalt spenningsnivå for norge | Transformator/transformatormateriell | Transformer power TRDN-40000 110/10/10 |  |  |  | pcs. | 2
r_00131713_10 | DTEK ODESA GRIDS JSC | electricity | Power transformer | Treviklings trafo med unormalt spenningsnivå for norge | Transformator/transformatormateriell | Power transformer TRDN-25000 110/10/10 |  |  |  | pcs. | 2
r_00131713_10 | DTEK ODESA GRIDS JSC | electricity | Power transformer | Treviklings trafo med unormalt spenningsnivå for norge | Transformator/transformatormateriell | Power transformer TRDN-25000 110/6/6 |  |  |  | pcs. | 2
r_00131713_10 | DTEK ODESA GRIDS JSC | electricity | Power transformer | Treviklings trafo med unormalt spenningsnivå for norge | Transformator/transformatormateriell | Power transformer TRDN-40000 110/6/6 |  |  |  | pcs. | 2
r_00131713_10 | DTEK ODESA GRIDS JSC | electricity | SF6 switch 110 kV 1000 A 40 kA | effektbryter for 110 kV 1000A 40 kA | Bryter |  |  |  |  | pcs. | 12
r_00131713_10 | DTEK ODESA GRIDS JSC | electricity | Current transformer 110 kV 600/5, number of secondary windings of 5 pieces: 10P / 10P / 10P / 10P / 0,5 S | Str.trf. 110 kV 600A 5 kjerner | Måletransformator |  |  |  |  | pcs. | 18
r_00131713_10 | DTEK ODESA GRIDS JSC | electricity | 110 kV voltage transformer | Sp.trf. 110 kV | Måletransformator |  |  |  |  | pcs. | 6
r_00131713_10 | DTEK ODESA GRIDS JSC | electricity | 110 kV 1000 A disconnector with two earthing knives | Skillekniv 110 kV med to jordkniver | bryter |  |  |  |  | pcs. | 12
r_00131713_11 | DTEK ODESA GRIDS JSC | electricity | SIP 4x95 | Skjermet kabel 4x95mm2 | Kabelmateriell |  |  |  |  | t | 10
r_00131713_11 | DTEK ODESA GRIDS JSC | electricity | SIP 4x70 | Skjermet kabel 4x50mm2 | Kabelmateriell |  |  |  |  | t | 10
r_00131713_11 | DTEK ODESA GRIDS JSC | electricity | SIP 4x50 | Skjermet kabel 4x70mm2 | Kabelmateriell |  |  |  |  | t | 10
r_00131713_11 | DTEK ODESA GRIDS JSC | electricity | SIP 4x35 | Skjermet kabel 4x35mm2 | Kabelmateriell |  |  |  |  | t | 10
r_00131713_11 | DTEK ODESA GRIDS JSC | electricity | Wire | FeAl | Linjemateriell | Wire AC-50 |  |  |  | t. | 10
r_00131713_11 | DTEK ODESA GRIDS JSC | electricity | Wire | FeAl | Linjemateriell | Wire AC-70 |  |  |  | t. | 10
r_00131713_11 | DTEK ODESA GRIDS JSC | electricity | Wire | FeAl | Linjemateriell | Wire AC-95 |  |  |  | t. | 10
r_00131713_11 | DTEK ODESA GRIDS JSC | electricity | Wire | FeAl | Linjemateriell | Wire AC-120/19 |  |  |  | t. | 15
r_00131713_11 | DTEK ODESA GRIDS JSC | electricity | Wire | FeAl | Linjemateriell | Wire AC-185 |  |  |  | t. | 10
r_00131713_11 | DTEK ODESA GRIDS JSC | electricity | Wire | FeAl | Linjemateriell | Wire AC-240 |  |  |  | t. | 4
r_00131713_11 | DTEK ODESA GRIDS JSC | electricity | Wire | Jordline? | Linjemateriell | thunderstorm wire |  |  |  | km | 3
r_00131713_12 | DTEK ODESA GRIDS JSC | electricity | Connector | Vriskjøt Al | Linjemateriell | SOAS - 70 |  |  |  | pcs. | 3000
r_00131713_12 | DTEK ODESA GRIDS JSC | electricity | Connector | Vriskjøt Al | Linjemateriell | SOAS - 120 |  |  |  | pcs. | 1000
r_00131713_12 | DTEK ODESA GRIDS JSC | electricity | Connector | Vriskjøt Al | Linjemateriell | SOAS - 185 |  |  |  | pcs. | 1000
r_00131713_12 | DTEK ODESA GRIDS JSC | electricity | Connector | Vriskjøt Al | Linjemateriell | SOAS -240 |  |  |  | pcs. | 1000
r_00131713_12 | DTEK ODESA GRIDS JSC | electricity | Connector | Krympeskjøt | Linjemateriell | PAS thermal cartridges |  |  |  | pcs. | 500
r_00131713_12 | DTEK ODESA GRIDS JSC | electricity | Connector | ? | Linjemateriell | Thermo matches |  |  |  | pcs. | 100
r_00131713_12 | DTEK ODESA GRIDS JSC | electricity | Connector | Glassisolator 70kN | Linjemateriell | Insulators glass PS-70 |  |  |  | pcs. | 3000
r_00131713_12 | DTEK ODESA GRIDS JSC | electricity | Connector | Polymerisolator 110 kV 70kN | Linjemateriell | Insulators polymeric LK-70-110 |  |  |  | pcs. | 3000
r_00131713_12 | DTEK ODESA GRIDS JSC | electricity | Connector | Polymerisolator 110 kV 120kN m/koronaring | Linjemateriell | Insulators polymeric LKTs-120-110 |  |  |  | pcs. | 800
r_00131713_13 | DTEK ODESA GRIDS JSC | electricity | Support | Deler til hsp.mast | Linjemateriell | METAL SUPPORT U110-2 |  |  |  | pcs. | 6
r_00131713_13 | DTEK ODESA GRIDS JSC | electricity | Support | Deler til hsp.mast | Linjemateriell | METAL SUPPORT US-110-6 |  |  |  | pcs. | 4
r_00131713_13 | DTEK ODESA GRIDS JSC | electricity | Support | Deler til hsp.mast | Linjemateriell | METAL SUPPORT U-35-2 |  |  |  | pcs. | 8
r_00131713_13 | DTEK ODESA GRIDS JSC | electricity | Support | Fundament? | Linjemateriell | SUPPORT OF LINE REINFORCED CONCRETE SK-26.1-5.1a |  |  |  | pcs. | 30
r_00131713_13 | DTEK ODESA GRIDS JSC | electricity | Support | ? | Linjemateriell | STABLE Z / B SK-22.1-1.0 |  |  |  | pcs. | 30
r_00131713_14 | DTEK ODESA GRIDS JSC | electricity | Cable coupling | Kabelskjøt 35kV 3 faser | Kabelmateriell | Coupling cable transitional 35 kV TRAJ 42 / 1x120-240-3HL |  |  |  | pcs. | 4
r_00131713_14 | DTEK ODESA GRIDS JSC | electricity | Cable coupling | Kabelskjøt 35kV 1 fase | Kabelmateriell | Coupling cable connecting 35 kV POLJ-42 / 1x120-240 |  |  |  | pcs. | 12
r_00131713_14 | DTEK ODESA GRIDS JSC | electricity | Cable coupling | Endemuffe 35Kv | Kabelmateriell | Coupling cable final 35 kV POLT-42F / 1XI-L16 |  |  |  | pcs. | 4
r_00131713_14 | DTEK ODESA GRIDS JSC | electricity | Cable coupling | Skjøtemuffe 10kV 1x240 | Kabelmateriell | Coupling cable connecting 10 kV POLJ 24 / 1Х240-400 |  |  |  | pcs. | 20
r_00131713_14 | DTEK ODESA GRIDS JSC | electricity | Cable coupling | Skjøtemuffe 10kV 1x120 | Kabelmateriell | Coupling cable connecting 10 kV POLJ 24 / 1Х120-240 |  |  |  | pcs. | 30
r_00131713_14 | DTEK ODESA GRIDS JSC | electricity | Cable coupling | Skjøtemuffe 10kV 1x630 | Kabelmateriell | Coupling cable connecting 10 kV POLJ 24/1X630 |  |  |  | pcs. | 12
r_00131713_14 | DTEK ODESA GRIDS JSC | electricity | Cable coupling | Skjøtemuffe 10kV | Kabelmateriell | Coupling cable transitional 10 kV TRAJ 24 120-240 3HL |  |  |  | pcs. | 16
r_00131713_15 | DTEK ODESA GRIDS JSC | electricity | Batteries (rechargeable batteries) | Batterianlegg 34 celler med lader | Batteri | Sonnenschein A 706/84 (34 cans included) + ROM (recharging device) |  |  |  | set | 3 + 3
r_00131713_15 | DTEK ODESA GRIDS JSC | electricity | Batteries (rechargeable batteries) | Batterianlegg 58 celler med lader | Batteri | Sonnenschein A 704/245 (58 cans included) + ROM (recharger) |  |  |  | set | 3 + 3
r_32402870_1 | SE "Regional electric networks" | electricity | Mobile high-voltage laboratory type ETL-35 | Mobil kabeltester | Diverse utstyr og materiell |  |  |  |  | pcs | 2 | Urgently |  | Myrnograd, Donetsk region; Lysychansk, Luhansk region
r_32402870_2 | SE "Regional electric networks" | electricity | Autotower type AP-18 or similar on the basis of the IVECO car | Stigebil 18 meter | Kjøretøy/Maskiner |  |  |  |  | pcs | 2 | Urgently |  | Myrnograd, Donetsk region; Lysychansk, Luhansk region
r_32402870_3 | SE "Regional electric networks" | electricity | Backhoe excavator | Traktorgraver | Kjøretøy/Maskiner |  |  |  |  | pcs | 2 | Urgently |  | Myrnograd, Donetsk region; Lysychansk, Luhansk region
r_32402870_4 | SE "Regional electric networks" | electricity | The car with all-wheel drive like Mitsubishi L200 (for operational and exit crews) | Mannskapsbil | Kjøretøy/Maskiner |  |  |  |  | pcs | 3 | Urgently |  | Myrnograd, Donetsk region; Lysychansk, Luhansk region
r_32402870_5 | SE "Regional electric networks" | electricity | BKM | ? | [5 empty] | pcs | 2 | Urgently |  | Myrnograd, Donetsk region; Lysychansk, Luhansk region
r_32402870_6 | SE "Regional electric networks" | electricity | The generator is single-phase 5 kW | Generator 5 kW enfase | Strømaggregat |  |  |  |  | pcs | 9 | Urgently |  | m. Kyiv; Myrnograd, Donetsk region; Lysychansk, Luhansk region
r_32402870_7 | SE "Regional electric networks" | electricity | High-voltage power cable | Kabel 10 kV 3x95 | Kabelmateriell | ASBl-10 | 3x95 |  |  | km | 6.55 | Urgently |  | Myrnograd, Donetsk region; Lysychansk, Luhansk region
r_32402870_7 | SE "Regional electric networks" | electricity | High-voltage power cable |  | Kabelmateriell | ASBl-10 | 3x120 |  |  | km | 10.22 | Urgently |  | Myrnograd, Donetsk region; Lysychansk, Luhansk region
r_32402870_7 | SE "Regional electric networks" | electricity | High-voltage power cable |  | Kabelmateriell | ASBl-10 | 3x150 |  |  | km | 2022-08-04 | Urgently |  | Myrnograd, Donetsk region; Lysychansk, Luhansk region
r_32402870_7 | SE "Regional electric networks" | electricity | High-voltage power cable |  | Kabelmateriell | ASBl-10 | 3x240 |  |  | km | 7.85 | Urgently |  | Myrnograd, Donetsk region; Lysychansk, Luhansk region
r_32402870_8 | SE "Regional electric networks" | electricity | Goods | ? |  | SV-10.5 |  |  |  | pcs | 280 | Urgently |  | Myrnograd, Donetsk region; Lysychansk, Luhansk region
r_32402870_9 | SE "Regional electric networks" | electricity | Stands | Stativ ? | Linjemateriell | SV-9.5 |  |  |  | pcs | 232 | Urgently |  | Myrnograd, Donetsk region; Lysychansk, Luhansk region
r_32402870_10 | SE "Regional electric networks" | electricity | Bare wire | blank tråd line FeAl | Linjemateriell | AC-70 |  |  |  | t | 4.33 | Urgently |  | Myrnograd, Donetsk region; Lysychansk, Luhansk region
r_32402870_10 | SE "Regional electric networks" | electricity | Bare wire | blank tråd | Linjemateriell | AC-95 |  |  |  | t | 6.88 | Urgently |  | Myrnograd, Donetsk region; Lysychansk, Luhansk region
r_32402870_10 | SE "Regional electric networks" | electricity | Bare wire | blank tråd | Linjemateriell | AC-120 |  |  |  | t | 2022-07-11 | Urgently |  | Myrnograd, Donetsk region; Lysychansk, Luhansk region
r_32402870_10 | SE "Regional electric networks" | electricity | Bare wire | blank tråd | Linjemateriell | AC-240 |  |  |  | t | 2022-04-01 | Urgently |  | Myrnograd, Donetsk region; Lysychansk, Luhansk region
r_32402870_11 | SE "Regional electric networks" | electricity | Insulators | Piggisolator 20 kV | Linjemateriell | ШФ-20Г |  |  |  | pcs | 500 | Urgently |  | Myrnograd, Donetsk region; Lysychansk, Luhansk region
r_32402870_11 | SE "Regional electric networks" | electricity | Insulators | Glassisolator | Linjemateriell | PS-70E |  |  |  | pcs | 780 | Urgently |  | Myrnograd, Donetsk region; Lysychansk, Luhansk region
r_32402870_11 | SE "Regional electric networks" | electricity | Insulators | Glassisolator | Linjemateriell | PSD-70E |  |  |  | pcs | 450 | Urgently |  | Myrnograd, Donetsk region; Lysychansk, Luhansk region
r_32402870_12 | SE "Regional electric networks" | electricity | OPN | Avleder 110kV | Avleder | OPN-110/73 |  |  |  | pcs | 6 | Urgently |  | Myrnograd, Donetsk region; Lysychansk, Luhansk region
r_32402870_12 | SE "Regional electric networks" | electricity | OPN | Avleder 35kV | Avleder | OPN-35 |  |  |  | pcs | 12 | Urgently |  | Myrnograd, Donetsk region; Lysychansk, Luhansk region
r_32402870_12 | SE "Regional electric networks" | electricity | OPN | Avleder 6kV | Avleder | OPN-6 / 7.2 |  |  |  | pcs | 120 | Urgently |  | Myrnograd, Donetsk region; Lysychansk, Luhansk region
r_32402870_13 | SE "Regional electric networks" | electricity | Heat-shrink couplings of 10 kV | kabelmuffe til skjøt 10 kV | Kabelmateriell | connecting | 70-120 mm2 |  |  | set | 150 | Urgently |  | Myrnograd, Donetsk region; Lysychansk, Luhansk region
r_32402870_13 | SE "Regional electric networks" | electricity | Heat-shrink couplings of 10 kV | kabelmuffe til skjøt 10 kV | Kabelmateriell | connecting | 150-240 mm2 |  |  | set | 100 | Urgently |  | Myrnograd, Donetsk region; Lysychansk, Luhansk region
r_32402870_13 | SE "Regional electric networks" | electricity | Heat-shrink couplings of 10 kV | kabelmuffe avslutning inndørs 10 kV | Kabelmateriell | final indoor installation | 70-120 mm2 |  |  | set | 50 | Urgently |  | Myrnograd, Donetsk region; Lysychansk, Luhansk region
r_32402870_13 | SE "Regional electric networks" | electricity | Heat-shrink couplings of 10 kV | kabelmuffe avslutning inndørs 10 kV | Kabelmateriell | final indoor installation | 150-240 mm2 |  |  | set | 50 | Urgently |  | Myrnograd, Donetsk region; Lysychansk, Luhansk region
r_32402870_13 | SE "Regional electric networks" | electricity | Heat-shrink couplings of 10 kV | kabelmuffe avslutning utendørs 10 kV | Kabelmateriell | final outdoor installation | 70-120 mm2 |  |  | set | 50 | Urgently |  | Myrnograd, Donetsk region; Lysychansk, Luhansk region
r_32402870_13 | SE "Regional electric networks" | electricity | Heat-shrink couplings of 10 kV | kabelmuffe avslutning utendørs 10 kV | Kabelmateriell | final outdoor installation | 150-240 mm2 |  |  | set | 50 | Urgently |  | Myrnograd, Donetsk region; Lysychansk, Luhansk region
r_32402870_14 | SE "Regional electric networks" | electricity | Server |  | IT-utstyr |  |  |  |  | pcs | 4 | 14 days |  | Myrnograd, Donetsk region; Lysychansk, Luhansk region
r_32402870_15 | SE "Regional electric networks" | electricity | OIC | ? | [5 empty] | pcs | 2 | 14 days |  | Myrnograd, Donetsk region; Lysychansk, Luhansk region
r_32402870_16 | SE "Regional electric networks" | electricity | Power transformer | 6 kV | Transformator/transformatormateriell | TM-630 | 6 / 0.4 kV; Y / YN |  |  | pcs | 8 | 14 days |  | Myrnograd, Donetsk region; Lysychansk, Luhansk region
r_32402870_16 | SE "Regional electric networks" | electricity | Power transformer | 6 kV | Transformator/transformatormateriell | TM-400 | 6 / 0.4 kV; Y / YN |  |  | pcs | 4 | 14 days |  | Myrnograd, Donetsk region; Lysychansk, Luhansk region
r_32402870_16 | SE "Regional electric networks" | electricity | Power transformer | 6 kV | Transformator/transformatormateriell | TM-250 | 6 / 0.4 kV; Y / YN |  |  | pcs | 7 | 14 days |  | Myrnograd, Donetsk region; Lysychansk, Luhansk region
r_32402870_16 | SE "Regional electric networks" | electricity | Power transformer | 6 kV | Transformator/transformatormateriell | TM-100 | 6 / 0.4 kV; Y / YN |  |  | pcs | 9 | 14 days |  | Myrnograd, Donetsk region; Lysychansk, Luhansk region
r_32402870_16 | SE "Regional electric networks" | electricity | Power transformer | 6 kV | Transformator/transformatormateriell | TM-63 | 6 / 0.4 kV; Y / YN |  |  | pcs | 2 | 14 days |  | Myrnograd, Donetsk region; Lysychansk, Luhansk region
r_32402870_17 | SE "Regional electric networks" | electricity | 6 kV vacuum switch with adaptation kit | Vakuumbryter 6kV, med tilpasningsset | bryter |  |  |  |  | set | 120 | 14 days |  | Myrnograd, Donetsk region; Lysychansk, Luhansk region
r_32402870_18 | SE "Regional electric networks" | electricity | KTP-6/04 kV | Trafokisok med trafo- 6/0,4 kV | Transformator/transformatormateriell | with 2 power transformers with a capacity of 250 kVA (cable entry) | 6 / 0.4 kV; Y / YN |  |  | set | 4 | 14 days |  | Myrnograd, Donetsk region; Lysychansk, Luhansk region
r_32402870_18 | SE "Regional electric networks" | electricity | KTP-6/04 kV | Trafokisok med trafo- 6/0,4 kV | Transformator/transformatormateriell | with 2 power transformers with a capacity of 400 kVA (cable entry) | 6 / 0.4 kV; Y / YN |  |  | set | 4 | 14 days |  | Myrnograd, Donetsk region; Lysychansk, Luhansk region
r_32402870_18 | SE "Regional electric networks" | electricity | KTP-6/04 kV | Trafokisok med trafo- 6/0,4 kV | Transformator/transformatormateriell | with 2 power transformers with a capacity of 630 kVA (cable entry) | 6 / 0.4 kV; Y / YN |  |  | set | 2 | 14 days |  | Myrnograd, Donetsk region; Lysychansk, Luhansk region
r_32402870_18 | SE "Regional electric networks" | electricity | KTP-6/04 kV | Trafokisok med trafo- 6/0,4 kV | Transformator/transformatormateriell | with power transformer with a capacity of 100 kVA (cable entry) | 6 / 0.4 kV; Y / YN |  |  | set | 6 | 14 days |  | Myrnograd, Donetsk region; Lysychansk, Luhansk region
r_32402870_18 | SE "Regional electric networks" | electricity | KTP-6/04 kV | Trafokisok med trafo- 6/0,4 kV | Transformator/transformatormateriell | with 250 kVA power transformer (cable entry) | 6 / 0.4 kV; Y / YN |  |  | set | 8 | 14 days |  | Myrnograd, Donetsk region; Lysychansk, Luhansk region
r_32402870_19 | SE "Regional electric networks" | electricity | The insulator is polymeric all-cast | Hengeisolator 110 kV polymer | Linjemateriell | LCC-70-110-5 |  |  |  | pcs | 6 | 60 days |  | Myrnograd, Donetsk region
r_32402870_20 | SE "Regional electric networks" | electricity | Hardware clamp | Pressklemme Al/FeAl skjøt | Linjemateriell | 2A2A-300-1 |  |  |  | pcs | 6 | 60 days |  | Myrnograd, Donetsk region
r_32402870_20 | SE "Regional electric networks" | electricity | Hardware clamp | Kabelsko? | Linjemateriell | A4A-300-0 |  |  |  | pcs | 6 | 60 days |  | Myrnograd, Donetsk region
r_32402870_21 | SE "Regional electric networks" | electricity | Cable | Cat5 datakabel | Linjemateriell | SF / UTP | Cat.5e LSON |  |  | m | 3000 | 60 days |  | Myrnograd, Donetsk region
r_32402870_21 | SE "Regional electric networks" | electricity | Cable | Cat5 datakabel 4par | Linjemateriell | twisted pair UTP | cat5e 4x2x0.51 |  |  | m | 1050 | 60 days |  | Myrnograd, Donetsk region
r_32402870_22 | SE "Regional electric networks" | electricity | The cable is low-voltage | Installasjonskabel | Linjemateriell | ВВГнгд | 4x2.5 |  |  | m | 5500 | 60 days |  | Myrnograd, Donetsk region
r_32402870_22 | SE "Regional electric networks" | electricity | The cable is low-voltage | Installasjonskabel | Linjemateriell | ВВГнгд | 4x4 |  |  | m | 4086 | 60 days |  | Myrnograd, Donetsk region
r_32402870_22 | SE "Regional electric networks" | electricity | The cable is low-voltage | Installasjonskabel | Linjemateriell | ВВГнгд | 4x6 |  |  | m | 3230 | 60 days |  | Myrnograd, Donetsk region
r_32402870_22 | SE "Regional electric networks" | electricity | The cable is low-voltage | Installasjonskabel | Linjemateriell | ВВГнгд | 4x10 |  |  | m | 3280 | 60 days |  | Myrnograd, Donetsk region
r_32402870_22 | SE "Regional electric networks" | electricity | The cable is low-voltage | Installasjonskabel | Linjemateriell | КВВГЕнг | 4x1.5 |  |  | m | 800 | 60 days |  | Myrnograd, Donetsk region
r_32402870_22 | SE "Regional electric networks" | electricity | The cable is low-voltage | Installasjonskabel | Linjemateriell | КВВГЕнг | 7x1.5 |  |  | m | 800 | 60 days |  | Myrnograd, Donetsk region
r_32402870_22 | SE "Regional electric networks" | electricity | The cable is low-voltage | Installasjonskabel | Linjemateriell | КВВГЕнг | 10x1.5 |  |  | m | 800 | 60 days |  | Myrnograd, Donetsk region
r_32402870_22 | SE "Regional electric networks" | electricity | The cable is low-voltage | Installasjonskabel | Linjemateriell | КВВГЕнг | 14x1.5 |  |  | m | 800 | 60 days |  | Myrnograd, Donetsk region
r_32402870_22 | SE "Regional electric networks" | electricity | The cable is low-voltage | Installasjonskabel | Linjemateriell | КВВГЕнг | 4x2.5 |  |  | m | 800 | 60 days |  | Myrnograd, Donetsk region
r_32402870_22 | SE "Regional electric networks" | electricity | The cable is low-voltage | Installasjonskabel | Linjemateriell | КВВГЕнг | 7x2.5 |  |  | m | 800 | 60 days |  | Myrnograd, Donetsk region
r_32402870_22 | SE "Regional electric networks" | electricity | The cable is low-voltage | Installasjonskabel | Linjemateriell | КВВГЕнг | 10x2.5 |  |  | m | 800 | 60 days |  | Myrnograd, Donetsk region
r_32402870_22 | SE "Regional electric networks" | electricity | The cable is low-voltage | Installasjonskabel | Linjemateriell | КВВГЕнг | 14x2.5 |  |  | m | 800 | 60 days |  | Myrnograd, Donetsk region
r_32402870_22 | SE "Regional electric networks" | electricity | The cable is low-voltage | Installasjonskabel | Linjemateriell | КВВГЕнг | 19x2.5 |  |  | m | 800 | 60 days |  | Myrnograd, Donetsk region
r_32402870_23 | SE "Regional electric networks" | electricity | Net | Armeringsnett? | Linjemateriell | WORKER |  |  |  | m2 | 793 | 60 days |  | Myrnograd, Donetsk region
r_32402870_24 | SE "Regional electric networks" | IT | Workstation | Laptop | IT-utstyr | 15.6 "laptop; Full HD; Intel Core i5; 8GB RAM; SSD; Ethernet (LAN RJ-45), HDMI, USB 2.0, USB 3.1, Wi-Fi ,, Windows 10 Professional 32-bit / 64-bit All Lng LCD Lic (License), Microsoft Office2019 |  |  |  | set | 10 | 60 days |  | Myrnograd, Donetsk region
r_32402870_24 | SE "Regional electric networks" | IT | Workstation | Laptop | IT-utstyr | computer Dell OptiPlex 3080 SFF / i5- 10500, Windows 10 Professional 32-bit / 64-bit All Lng LCD Lic, Microsoft Office2019, Monitor Dell U2719D Black 27 inches, 178/178, IPS, Logitech K120 Keyboard Ru (920-002522) wired, Mouse Manipulator wired Logitech M90 Dark (910- 001794) |  |  |  | set | 2 | 60 days |  | Myrnograd, Donetsk region
r_32402870_25 | SE "Regional electric networks" | electricity | Linear 110 kV input with RIP insulation | Luft veggjennomføring 110 kV | Gjennomføring | BRIL-90-110-550 / 1250 (KN1.9.011-S) |  |  |  | pcs | 21 | 60 days |  | Myrnograd, Donetsk region
r_32402870_26 | SE "Regional electric networks" | electricity | SF6 switch 110 kV | Effektbryter sf6 | bryter | LTB 123 D1 / B | drive type FSA1, the number of additional. contacts 7NV + 7NZ (standard), polymer insulation, standard leak path length 25mm / kV, with supporting structure of standard height 2.5 m |  |  | pcs | 7 | 60 days |  | Myrnograd, Donetsk region
r_32402870_27 | SE "Regional electric networks" | electricity | High-frequency barrier | HF-sperre Trench | HF-sperre utstyr |  | with barrier band 76-1000kHz z = 470 Ohm complete with adjustment element and overvoltage limiter VZ-1250-0,5U1 |  |  | pcs | 3 | 60 days |  | Myrnograd, Donetsk region
r_32402870_28 | SE "Regional electric networks" | electricity | Communication capacitor | Koblingskondensator til HF-sperre | HF-sperre utstyr |  | in the composite case the isolating support with sets of hardware from stainless steel for fastening of a bushing with a contact conclusion of SMAPV (K) -110 / V3-6,4UHL1 |  |  | pcs | 3 | 60 days |  | Myrnograd, Donetsk region
r_32402870_29 | SE "Regional electric networks" | electricity | Overvoltage limiter type | Avleder 110kV 40kA | avleder | PEXLIM Q108-YH123 | rated voltage of 108 kV arrester, complete with earthing (1HSA420000-A) terminals, insulating base (1HSA430000-A) and meter |  |  | pcs | 6 | 60 days |  | Myrnograd, Donetsk region
r_32402870_30 | SE "Regional electric networks" | electricity | Disconnector single-phase horizontal-rotary with a double break of 110 kV | Skillebryter m/jordkniv | Bryter | GW56-126D | 1250 A, 40 kA / 3 c, one set of grounding knives, two motor drives, porcelain insulation, specific leakage path length 25 mm / kV, without supporting structure (with drive lever length above 5 m) |  |  | pcs | 4 | 60 days |  | Myrnograd, Donetsk region
r_32402870_30 | SE "Regional electric networks" | electricity | Disconnector single-phase horizontal-rotary with a double break of 110 kV | Skillebryter rotasjon m/2 jordkniver enfase | Bryter | GW56-126D | 1250 A, 40 kA / 3 c, two sets of grounding knives, three motor drives, porcelain insulation, specific leakage path length 25 mm / kV, without supporting structure (with drive lever length above 3.6 m) |  |  | pcs | 1 | 60 days |  | Myrnograd, Donetsk region
r_32402870_31 | SE "Regional electric networks" | electricity | Disconnector three-phase horizontal-rotary with a double break of 110 kV | Skillebryter rotasjon m/2 jordkniver trefase | Bryter | GW56-126DII | 1250 A, 40 kA / 3 c, two sets of earthing knives, three motor drives, porcelain insulation, specific leakage path length 25 mm / kV, without supporting structure (with drive lever length above 5 m) |  |  | pcs | 2 | 60 days |  | Myrnograd, Donetsk region
r_32402870_31 | SE "Regional electric networks" | electricity | Disconnector three-phase horizontal-rotary with a double break of 110 kV | Skillebryter rotasjon m/1 jordkniver trefase | Bryter | GW56-126D | 1250 A, 40 kA / 3 c, one set of grounding knives, two motor drives, porcelain insulation, specific leakage path length 25 mm / kV, without supporting structure (with drive lever length above 5 m) |  |  | pcs | 25 | 60 days |  | Myrnograd, Donetsk region
r_32402870_31 | SE "Regional electric networks" | electricity | Disconnector three-phase horizontal-rotary with a double break of 110 kV | Skillebryter rotasjon m/2 jordkniver trefase | Bryter | GW56-126D | 1250 A, 40 kA / 3 c, two sets of grounding knives, three motor drives, porcelain insulation, specific leakage path length 25 mm / kV, without supporting structure (with drive lever length above 3.6 m) |  |  | pcs | 6 | 60 days |  | Myrnograd, Donetsk region
r_32402870_32 | SE "Regional electric networks" | electricity | Voltage transformer | VT 125 kV | Måletransformator | EMF170 | 126 kV, 110000 / V3, 1.5 / 30c, -40 / + 40 ° C, polymer insulator, total leakage path length 4520 mm, 4 windings |  |  | pcs | 7 | 60 days |  | Myrnograd, Donetsk region
r_32402870_33 | SE "Regional electric networks" | electricity | Current transformer | CT 125 kV | Måletransformator | IMB 123 | maximum operating voltage 126 kV, 40 kA / 3 c (100 kA), Rf = 1.2 (600A), -40 / + 40 ° C, polymer insulator, total leakage path length 3625 mm, 7 windings |  |  | pcs | 30 | 60 days |  | Myrnograd, Donetsk region
r_23399393_1 | JSC "Mykolaivoblenergo" | electricity | Truck 10-15 ton | Lastebil eller gaffeltruck | Kjøretøy/Maskiner |  |  |  |  | pcs. | 2
r_23399393_2 | JSC "Mykolaivoblenergo" | electricity | The car dump truck to 10 t. | Lastebil m/tipp | Kjøretøy/Maskiner |  |  |  |  | pcs. | 1
r_23399393_3 | JSC "Mykolaivoblenergo" | electricity | Car tractor up to 25 tons. | Trekkvogn | Kjøretøy/Maskiner |  |  |  |  | pcs. | 1
r_23399393_4 | JSC "Mykolaivoblenergo" | electricity | KRAZ -250 car | Lastebil | Kjøretøy/Maskiner |  |  |  |  | pcs. | 1
r_23399393_5 | JSC "Mykolaivoblenergo" | electricity | Autotower type AP-18 | Elevatorbil 18meter | Kjøretøy/Maskiner |  |  |  |  | pcs. | 2
r_23399393_6 | JSC "Mykolaivoblenergo" | electricity | VS-32 aerial platform | Plattform til elevator | Kjøretøy/Maskiner |  |  |  |  | pcs. | 2
r_23399393_7 | JSC "Mykolaivoblenergo" | electricity | JCB excavator | Gravemaskin | Kjøretøy/Maskiner |  |  |  |  | pcs. | 1
r_23399393_8 | JSC "Mykolaivoblenergo" | electricity | 35/10 kV power transformer with a capacity of 10 MVA with on-load tap-changer. | Regulertrf 10 MVA 35/10 kV | Transformator/transformatormateriell |  |  |  |  | pcs. | 2
r_23399393_9 | JSC "Mykolaivoblenergo" | electricity | Vacuum switch with a voltage of 35 kV complete with relay protection device. | Vakumbryter 35 kV | bryter |  |  |  |  | pcs. | 12
r_23399393_10 | JSC "Mykolaivoblenergo" | electricity | Diesel generator stationary 100 kW | Dieselgenerator 100 kVA | Strømaggregat |  |  |  |  | pcs. | 2
r_23399393_11 | JSC "Mykolaivoblenergo" | electricity | Gasoline generator of 5 kW | Bensin | Strømaggregat |  |  |  |  | pcs. | 8
r_23399393_12 | JSC "Mykolaivoblenergo" | electricity | The device is welding portable | Sveiseapparat | Diverse utstyr og materiell |  |  |  |  | pcs. | 8
r_23399393_13 | JSC "Mykolaivoblenergo" | electricity | Vacuum switch with a voltage of 10 kV complete with relay protection device | Vakumbryter 10 kV | bryter |  |  |  |  | pcs. | 40
r_23399393_14 | JSC "Mykolaivoblenergo" | electricity | Insulators polymeric LKTs-35/70 | Isolator kompositt 35kV 70kN | Linjemateriell |  |  |  |  | pcs. | 190
r_23399393_15 | JSC "Mykolaivoblenergo" | electricity | PS-70 insulators | Glassisolator | Linjemateriell |  |  |  |  | pcs.
r_23399393_16 | JSC "Mykolaivoblenergo" | electricity | Racks of support reinforced concrete SK-22.2 | Arnert betongfundament? | Linjemateriell |  |  |  |  | pcs. | 20
r_23399393_17 | JSC "Mykolaivoblenergo" | electricity | KTP checkpoints with a cable input of 400 kVA | Nettstasjon 400 kVA kabel | Trafo/bryterkiosk |  |  |  |  | pcs. | 5
r_23399393_18 | JSC "Mykolaivoblenergo" | electricity | KTP dead-end, air input, 400 kVA | Nettstasjon 400 kVA luft | Trafo/bryterkiosk |  |  |  |  | pcs. | 5
r_23399393_19 | JSC "Mykolaivoblenergo" | electricity | KTP deadlock, air input of 250 kVA | Nettstasjon 250 kVA luft | Trafo/bryterkiosk |  |  |  |  | pcs. | 4
r_23399393_20 | JSC "Mykolaivoblenergo" | electricity | KTP deadlock, air input 160kVA | Nettstasjon 160 kVA luft | Trafo/bryterkiosk |  |  |  |  | pcs. | 6
r_23399393_21 | JSC "Mykolaivoblenergo" | electricity | KTP dead-end, air input of 100 kVA | Nettstasjon 100 kVA luft | Trafo/bryterkiosk |  |  |  |  | pcs. | 12
r_23399393_22 | JSC "Mykolaivoblenergo" | electricity | Racks of support reinforced concrete SV-10,5-5 | Stattiv armert betong? | Linjemateriell |  |  |  |  | pcs. | 120
r_23399393_23 | JSC "Mykolaivoblenergo" | electricity | Support struts reinforced concrete SV-9,5-2 | Stag armert betong? | Linjemateriell |  |  |  |  | pcs. | 80
r_23399393_24 | JSC "Mykolaivoblenergo" | electricity | Automatic switches, 0,4kV, 100A | Kontaktor | Bryter |  |  |  |  | pcs. | 50
r_23399393_25 | JSC "Mykolaivoblenergo" | electricity | Automatic switches, 0,4kV, 160A | Kontaktor | Bryter |  |  |  |  | pcs. | 50
r_23399393_26 | JSC "Mykolaivoblenergo" | electricity | Automatic switches, 0,4kV, 250A | Kontaktor | Bryter |  |  |  |  | pcs. | 50
r_23399393_27 | JSC "Mykolaivoblenergo" | electricity | Insulator checkpoint IPU-10kV | Gjennomføring | Gjennomføring |  |  |  |  | pcs. | 120
r_23399393_28 | JSC "Mykolaivoblenergo" | electricity | ASBl 3x120 cable | Kabel Al 3x120mm2 10kV | Kabelmateriell |  |  |  |  | km. | 8
r_23399393_29 | JSC "Mykolaivoblenergo" | electricity | Couplings are cable, connecting voltage of 10 kV 3х70-120 mm. sq. | Kabelskjøt | Kabelmateriell |  |  |  |  | pcs. | 280
r_23399393_30 | JSC "Mykolaivoblenergo" | electricity | Couplings are cable, connecting voltage of 10 kV of 3х150-240 mm. sq., pcs. |  | Kabelmateriell |  |  |  |  | pcs. | 80
r_23399393_31 | JSC "Mykolaivoblenergo" | electricity | Power transformer TMG10 / 0,4, 100 kVA | Distribusjonstransformator 10/0,4 kV | Transformator/transformatormateriell |  |  |  |  | pcs. | 14
r_23399393_32 | JSC "Mykolaivoblenergo" | electricity | Power transformer TMG10 / 0,4, 160 kVA | Distribusjonstransformator 10/0,4 kV | Transformator/transformatormateriell |  |  |  |  | pcs. | 10
r_23399393_33 | JSC "Mykolaivoblenergo" | electricity | Power transformer TMG10 / 0,4, 250 kVA | Distribusjonstransformator 10/0,4 kV | Transformator/transformatormateriell |  |  |  |  | pcs. | 8
r_23399393_34 | JSC "Mykolaivoblenergo" | electricity | Power transformer TMG10 / 0,4, 400 kVA | Distribusjonstransformator 10/0,4 kV | Transformator/transformatormateriell |  |  |  |  | pcs. | 4
r_23399393_35 | JSC "Mykolaivoblenergo" | electricity | VOLTAGE TRANSFORMER US-6 | Spenningstransformator 6kV? | Måletransformator |  |  |  |  | pcs. | 6
r_23399393_36 | JSC "Mykolaivoblenergo" | electricity | NAP-10 VOLTAGE TRANSFORMER | Spenningstransformator 10kV? | Måletransformator |  |  |  |  | pcs. | 50
r_23399393_37 | JSC "Mykolaivoblenergo" | electricity | TOLU CURRENT TRANSFORMER-10-2.2-G2-0,5S // 10P-400/5 | Strømtrf. 10kV 400A? | Måletransformator |  |  |  |  | pcs. | 5
r_23399393_38 | JSC "Mykolaivoblenergo" | electricity | TOLU CURRENT TRANSFORMER-10-2.2-G2-0,5S // 10P-150/5 | Strømtrf. 10kV 150A? | Måletransformator |  |  |  |  | pcs. | 10
r_23399393_39 | JSC "Mykolaivoblenergo" | electricity | TOLU CURRENT TRANSFORMER-10-2.2-G2-0.5S // 10P-600/5 | Strømtrf. 10kV 600A? | Måletransformator |  |  |  |  | pcs. | 5
r_23399393_40 | JSC "Mykolaivoblenergo" | electricity | TPOLU CURRENT TRANSFORMER-10-2.2-G1-0,5S // 10P-50/5 | Strømtrf. 10kV 50A? | Måletransformator |  |  |  |  | pcs. | 30
r_23399393_41 | JSC "Mykolaivoblenergo" | electricity | TOLU CURRENT TRANSFORMER-10-2.2-G2-0,5S // 10P-100/5 | Strømtrf. 10kV 400A? | Måletransformator |  |  |  |  | pcs. | 20
r_23399393_42 | JSC "Mykolaivoblenergo" | electricity | TPOLU CURRENT TRANSFORMER-10-2.2-G1-0,5S // 10P-100/5 | Strømtrf. 10kV 100A? | Måletransformator |  |  |  |  | pcs. | 20
r_23399393_43 | JSC "Mykolaivoblenergo" | electricity | TPOLU CURRENT TRANSFORMER-10-2.2-2G-0,5S // 10P-150/5 | Strømtrf. 10kV 150A? | Måletransformator |  |  |  |  | pcs. | 30
r_23399393_44 | JSC "Mykolaivoblenergo" | electricity | TPOLU CURRENT TRANSFORMER-10-2.2-2G-0,5S // 10P-200/5 | Strømtrf. 10kV 200A? | Måletransformator |  |  |  |  | pcs. | 4
r_23399393_45 | JSC "Mykolaivoblenergo" | electricity | TOLU CURRENT TRANSFORMER-10-2.2-G2-0.5S // 10P-200/5, | Strømtrf. 10kV 200A? | Måletransformator |  |  |  |  | pcs. | 4
r_23399393_46 | JSC "Mykolaivoblenergo" | electricity | TPOLU CURRENT TRANSFORMER-10-2.2-2G-0,5S // 10P-300/5 | Strømtrf. 10kV 300A? | Måletransformator |  |  |  |  | pcs. | 4
r_23399393_47 | JSC "Mykolaivoblenergo" | electricity | TOLU CURRENT TRANSFORMER-10-2.2-G2-0,5S // 10P-300/5 | Strømtrf. 10kV 300A? | Måletransformator |  |  |  |  | pcs. | 4
r_23399393_48 | JSC "Mykolaivoblenergo" | electricity | TPOLU CURRENT TRANSFORMER-10-2.2-2G-0,5S // 10P-400/5 | Strømtrf. 10kV 400A? | Måletransformator |  |  |  |  | pcs. | 3
r_23399393_49 | JSC "Mykolaivoblenergo" | electricity | TPOLU CURRENT TRANSFORMER-10-2.2-2G-0,5S // 10P-600/5 | Strømtrf. 10kV 600A? | Måletransformator |  |  |  |  | pcs. | 3
r_23399393_50 | JSC "Mykolaivoblenergo" | electricity | CURRENT TRANSFORMER TPL-10 75/5 (0,5S) | Gjennomføringstrf 10kV 75A | Måletransformator |  |  |  |  | pcs. | 12
r_23399393_51 | JSC "Mykolaivoblenergo" | electricity | CURRENT TRANSFORMER TPLU-10-1.2-2V-0,5S // 10P-400/5 | Gjennomføringstrf 10kV 400A | Måletransformator |  |  |  |  | pcs. | 4
r_23399393_52 | JSC "Mykolaivoblenergo" | electricity | CURRENT TRANSFORMER TPLU-10-1.2-1V-0,5S // 10P-30/5 | Gjennomføringstrf 10kV 30A | Måletransformator |  |  |  |  | pcs. | 6
r_23399393_53 | JSC "Mykolaivoblenergo" | electricity | CURRENT TRANSFORMER TPLU-10-1.2-1V-0,5S // 10P-50/5 | Gjennomføringstrf 10kV 50A | Måletransformator |  |  |  |  | pcs. | 42
r_23399393_54 | JSC "Mykolaivoblenergo" | electricity | TPLU-10-1.2-1V-0,5S / 10P-75/5 CURRENT TRANSFORMER | Gjennomføringstrf | Måletransformator |  |  |  |  | pcs. | 6
r_23399393_55 | JSC "Mykolaivoblenergo" | electricity | TPLU-10-1.2-1V-0,5S / 10P-100/5 CURRENT TRANSFORMER | Gjennomføringstrf 10kV | Måletransformator |  |  |  |  | pcs. | 24
r_23399393_56 | JSC "Mykolaivoblenergo" | electricity | CURRENT TRANSFORMER TPLU-10-1.2-2V-0,5S // 10P-150/5 | Gjennomføringstrf 10kV | Måletransformator |  |  |  |  | pcs. | 4
r_23399393_57 | JSC "Mykolaivoblenergo" | electricity | TPLU-10-1.2-2V-0,5S / 10P-200/5 CURRENT TRANSFORMER | Gjennomføringstrf 10kV | Måletransformator |  |  |  |  | pcs. | 3
r_23399393_58 | JSC "Mykolaivoblenergo" | electricity | TPLU-10-1.2-2V-0,5S / 10P-300/5 CURRENT TRANSFORMER | Gjennomføringstrf 10kV | Måletransformator |  |  |  |  | pcs. | 3
r_23399393_59 | JSC "Mykolaivoblenergo" | electricity | CURRENT TRANSFORMER TPL-E-12-02-0,5S / 10P 75/5 U2 | Strømtrf. 75A | Måletransformator |  |  |  |  | pcs. | 24
r_23399393_60 | JSC "Mykolaivoblenergo" | electricity | CURRENT TRANSFORMER TPL-E-12-03-0,2S / 10R / 10P 100/5 U2 | Strømtrf. 100A | Måletransformator |  |  |  |  | pcs. | 18
r_23399393_61 | JSC "Mykolaivoblenergo" | electricity | CURRENT TRANSFORMER TPL-E-12-03-0,2S / 10R / 10P 150/5 U2 | Strømtrf. 150A | Måletransformator |  |  |  |  | pcs. | 14
r_23399393_62 | JSC "Mykolaivoblenergo" | electricity | CURRENT TRANSFORMER TPL-E-12-03-0,2S / 10R / 10P-200/5 U2 | Strømtrf. 200A | Måletransformator |  |  |  |  | pcs. | 4
r_23399393_63 | JSC "Mykolaivoblenergo" | electricity | CURRENT TRANSFORMER TPL-E-12-03-0,2S / 10R / 10P 300/5 U2 | Strømtrf. 300A | Måletransformator |  |  |  |  | pcs. | 4
r_23399393_64 | JSC "Mykolaivoblenergo" | electricity | PKT FUSE 011-10-16-31,5 U1 | Sikring 10kV 16A | Sikringer |  |  |  |  | pcs. | 24
r_23399393_65 | JSC "Mykolaivoblenergo" | electricity | PKT FUSE 011-6-20-40 U1 BRASS (SET) | Sikring 6kV 40A | Sikringer |  |  |  |  | pcs. | 24
r_23399393_66 | JSC "Mykolaivoblenergo" | electricity | Fuse PKT 012-6-80-20 U1 BRASS (KIT) | Sikring 6kV 80A | Sikringer |  |  |  |  | pcs. | 32
r_23399393_67 | JSC "Mykolaivoblenergo" | electricity | FUSE PKT 013-6-100-31,5 U1 BRASS (KIT) | Sikring 6kV 100A | Sikringer |  |  |  |  | pcs. | 14
r_23399393_68 | JSC "Mykolaivoblenergo" | electricity | Fuse PKT 013-10-100-31,5 U1 BRASS (KIT) | Sikring 10kV 100A | Sikringer |  |  |  |  | pcs. | 12
r_23399393_69 | JSC "Mykolaivoblenergo" | electricity | FUSE PKT 012-10-40-31,5 U1 BRASS (SET) | Sikring 10kV 40A | Sikringer |  |  |  |  | pcs. | 24
r_23399393_70 | JSC "Mykolaivoblenergo" | electricity | SWITCH OF VR-32 / 100A, | lastbryter?, 100A, 0,66 kV | Bryter | Bryter til spenningsregulator |  |  |  | pcs. | 12
r_23399393_71 | JSC "Mykolaivoblenergo" | electricity | SWITCH OF VR-32 / 250A | lastbryter?, 250A, 0,66 kV | Bryter |  |  |  |  | pcs. | 20
r_23399393_72 | JSC "Mykolaivoblenergo" | electricity | SWITCH OF VR-32 / 400A | lastbryter?, 400A, 0,66 kV | Bryter |  |  |  |  | pcs. | 10
r_23399393_73 | JSC "Mykolaivoblenergo" | electricity | SWITCH OF VR-32 / 630A | lastbryter?, 630A, 0,66 kV | Bryter |  |  |  |  | pcs. | 10
r_23399393_74 | JSC "Mykolaivoblenergo" | electricity | SWITCH RE19-39 | mekaniskbryter , 630A, 1 kV? | Bryter |  |  |  |  | pcs. | 12
r_23399393_75 | JSC "Mykolaivoblenergo" | electricity | SWITCH RE19-41 | mekansikbryter, 1000A 1 kV? | Bryter |  |  |  |  | pcs. | 18
r_23399393_76 | JSC "Mykolaivoblenergo" | electricity | SWITCH RE 19-43 | mekaniskbryter, 1600A 1 kV? | Bryter |  |  |  |  | pcs. | 16
r_23399393_77 | JSC "Mykolaivoblenergo" | electricity | SWITCH RE 19-44 | mekansikbryter, 2000A 1 kV? | Bryter |  |  |  |  | pcs. | 12
r_23399393_78 | JSC "Mykolaivoblenergo" | electricity | SWITCH RE 19-45 | mekansikbryter, 2500A 1 kV? | Bryter |  |  |  |  | pcs. | 10
r_23399393_79 | JSC "Mykolaivoblenergo" | electricity | OVERVOLTAGE LIMITER 35 KV OPN VR / TEL-35 / 40,5 UHL-1 | Avleder 35 kV | Avleder |  |  |  |  | pcs. | 30
r_23399393_80 | JSC "Mykolaivoblenergo" | electricity | OVERVOLTAGE LIMITER OPNP-10 / 11,5 / 10/2 / 1V / UHL 1 | Avleder 10kV | Avleder |  |  |  |  | pcs. | 30
r_23399393_81 | JSC "Mykolaivoblenergo" | electricity | OVERVOLTAGE LIMITER OPNP-6 UHL1 | Avleder 6 kV | Avleder |  |  |  |  | pcs. | 30
r_23399393_82 | JSC "Mykolaivoblenergo" | electricity | OVERVOLTAGE LIMITER OPN-RT-TEL-10 / 11.5 UHL2 | Avleder 10 kV | Avleder |  |  |  |  | pcs. | 30
r_23399393_83 | JSC "Mykolaivoblenergo" | electricity | OVERVOLTAGE LIMITER 6 KV OPN-P-6/8 10 / 550-04 UHL2 | Avleder 6 kV | Avleder |  |  |  |  | pcs. | 30
r_23399393_84 | JSC "Mykolaivoblenergo" | electricity | OVERVOLTAGE LIMITER 10 KV OPN-P-10 / 12,7 / 10/600 | Avleder 10 kV | Avleder |  |  |  |  | pcs. | 30
r_23399393_85 | JSC "Mykolaivoblenergo" | electricity | 35 KV OVERVOLTAGE LIMITER OPN-P-35 / 40,5 / 10 / 550-03 | Avleder 35 kV | Avleder |  |  |  |  | pcs. | 30
r_23399393_86 | JSC "Mykolaivoblenergo" | electricity | CLAMP TENSIONING ZN-1.1 | Festeklemme? | Linjemateriell |  |  |  |  | pcs. | 12
r_23399393_87 | JSC "Mykolaivoblenergo" | electricity | CLAMP TENSIONING ZN-1.2 | Festeklemme? | Linjemateriell |  |  |  |  | pcs. | 12
r_23399393_88 | JSC "Mykolaivoblenergo" | electricity | CLAMP TENSIONING ZN 1.5 | Festeklemme? | Linjemateriell |  |  |  |  | pcs. | 12
r_23399393_89 | JSC "Mykolaivoblenergo" | electricity | CLAMP TENSIONING ZN-2.1 | Festeklemme? | Linjemateriell |  |  |  |  | pcs. | 12
r_23399393_90 | JSC "Mykolaivoblenergo" | electricity | CLAMP TENSIONING ZN-2.2 | Festeklemme? | Linjemateriell |  |  |  |  | pcs. | 12
r_23399393_91 | JSC "Mykolaivoblenergo" | electricity | CLAMP TENSIONING ZN-2.4 | Festeklemme? | Linjemateriell |  |  |  |  | pcs. | 12
r_23399393_92 | JSC "Mykolaivoblenergo" | electricity | CLAMP TENSIONING ZN-2.5 | Festeklemme? | Linjemateriell |  |  |  |  | pcs. | 12
r_23399393_93 | JSC "Mykolaivoblenergo" | electricity | CLAMP TENSIONING ZN-2.3 | Festeklemme? | Linjemateriell |  |  |  |  | pcs. | 12
r_23399393_94 | JSC "Mykolaivoblenergo" | electricity | CLAMP TENSIONING ASSEMBLY ZNM 120 |  | Linjemateriell |  |  |  |  | pcs. | 12
r_23399393_95 | JSC "Mykolaivoblenergo" | electricity | BRANCH CLAMP ZV-1.1.2 | Avgreningsklemme? | Linjemateriell |  |  |  |  | pcs. | 12
r_23399393_96 | JSC "Mykolaivoblenergo" | electricity | BRANCH CLAMP ZV-1.1.4 | Avgreningsklemme? | Linjemateriell |  |  |  |  | pcs. | 12
r_23399393_97 | JSC "Mykolaivoblenergo" | electricity | BRANCH CLAMP ZV-1.2.0 | Avgreningsklemme? | Linjemateriell |  |  |  |  | pcs. | 12
r_23399393_98 | JSC "Mykolaivoblenergo" | electricity | BRANCH CLAMP ZV-1.2.2 | Avgreningsklemme? | Linjemateriell |  |  |  |  | pcs. | 12
r_23399393_99 | JSC "Mykolaivoblenergo" | electricity | BRANCH CLAMP ZV-1.2.4 | Avgreningsklemme? | Linjemateriell |  |  |  |  | pcs. | 12
r_23399393_100 | JSC "Mykolaivoblenergo" | electricity | BRANCH CLAMP PUNCTURE Z-2061 | Klemme? | Linjemateriell |  |  |  |  | pcs. | 12
r_23399393_101 | JSC "Mykolaivoblenergo" | electricity | CLAMPING BRANCH PUNCHING Z-206 | Klemme? | Linjemateriell |  |  |  |  | pcs. | 12
r_23399393_102 | JSC "Mykolaivoblenergo" | electricity | CLAMP SUPPORTING ZP-3.1 | Klemme? | Linjemateriell |  |  |  |  | pcs. | 12
r_23399393_103 | JSC "Mykolaivoblenergo" | electricity | CLAMP SUPPORTING ZP-3.2 | Klemme? | Linjemateriell |  |  |  |  | pcs. | 12
r_23399393_104 | JSC "Mykolaivoblenergo" | electricity | COPPER COPPER TIP F 16 | Kabelsko kobber? | Linjemateriell |  |  |  |  | pcs. | 100
r_23399393_105 | JSC "Mykolaivoblenergo" | electricity | COPPER COPPER TIP F 25 | Kabelsko kobber? | Linjemateriell |  |  |  |  | pcs. | 100
r_23399393_106 | JSC "Mykolaivoblenergo" | electricity | COPPER COPPER TIP F 35 | Kabelsko kobber? | Linjemateriell |  |  |  |  | pcs. | 100
r_23399393_107 | JSC "Mykolaivoblenergo" | electricity | COPPER COPPER TIP F 50 | Kabelsko kobber? | Linjemateriell |  |  |  |  | pcs. | 100
r_23399393_108 | JSC "Mykolaivoblenergo" | electricity | COPPER COPPER TIP F 70 | Kabelsko kobber? | Linjemateriell |  |  |  |  | pcs. | 100
r_23399393_109 | JSC "Mykolaivoblenergo" | electricity | COPPER COPPER TIP F 95 | Kabelsko kobber? | Linjemateriell |  |  |  |  | pcs. | 100
r_23399393_110 | JSC "Mykolaivoblenergo" | electricity | COPPER COPPER TIP F 120 | Kabelsko kobber? | Linjemateriell |  |  |  |  | pcs. | 100
r_23399393_111 | JSC "Mykolaivoblenergo" | electricity | TIP CABLE ALUMINUM F 16,0 | Kabelsko aliminium? | Linjemateriell |  |  |  |  | pcs. | 100
r_23399393_112 | JSC "Mykolaivoblenergo" | electricity | ALUMINUM CABLE TIP F 25 | Kabelsko aliminium? | Linjemateriell |  |  |  |  | pcs. | 100
r_23399393_113 | JSC "Mykolaivoblenergo" | electricity | ALUMINUM CABLE TIP F 35 | Kabelsko aliminium? | Linjemateriell |  |  |  |  | pcs. | 100
r_23399393_114 | JSC "Mykolaivoblenergo" | electricity | ALUMINUM CABLE TIP F 50 | Kabelsko aliminium? | Linjemateriell |  |  |  |  | pcs. | 100
r_23399393_115 | JSC "Mykolaivoblenergo" | electricity | ALUMINUM CABLE TIP F 70 | Kabelsko aliminium? | Linjemateriell |  |  |  |  | pcs. | 100
r_23399393_116 | JSC "Mykolaivoblenergo" | electricity | ALUMINUM CABLE TIP F 95 | Kabelsko aliminium? | Linjemateriell |  |  |  |  | pcs. | 100
r_23399393_117 | JSC "Mykolaivoblenergo" | electricity | ALUMINUM CABLE TIP F 120 | Kabelsko aliminium? | Linjemateriell |  |  |  |  | pcs. | 100
r_23399393_118 | JSC "Mykolaivoblenergo" | electricity | ALUMINUM CABLE TIP F 150 | Kabelsko aliminium? | Linjemateriell |  |  |  |  | pcs. | 100
r_23399393_119 | JSC "Mykolaivoblenergo" | electricity | ALUMINUM CABLE TIP F 185 | Kabelsko aliminium? | Linjemateriell |  |  |  |  | pcs. | 100
r_23399393_120 | JSC "Mykolaivoblenergo" | electricity | ALUMINUM CABLE TIP F 240 | Kabelsko aliminium? | Linjemateriell |  |  |  |  | pcs. | 100
r_23399393_121 | JSC "Mykolaivoblenergo" | electricity | WIRE | isolert hengeledning 1kV? | Linjemateriell | WIRE SIP-5 (NG) 4X16 |  |  |  | km. | 12
r_23399393_121 | JSC "Mykolaivoblenergo" | electricity | WIRE | isolert hengeledning 1kV? | Linjemateriell | WIRE SIP-5 (NG) 4X25 |  |  |  | km. | 1
r_23399393_121 | JSC "Mykolaivoblenergo" | electricity | WIRE | isolert hengeledning 1kV? | Linjemateriell | WIRE SIP-5 (NG) 4X35 |  |  |  | km. | 12
r_23399393_121 | JSC "Mykolaivoblenergo" | electricity | WIRE | isolert hengeledning 1kV? | Linjemateriell | WIRE SIP-5 (NG) 4X50 |  |  |  | km. | 8
r_23399393_121 | JSC "Mykolaivoblenergo" | electricity | WIRE | isolert hengeledning 1kV? | Linjemateriell | WIRE SIP-5 (NG) 4X70 |  |  |  | km. | 7
r_23399393_121 | JSC "Mykolaivoblenergo" | electricity | WIRE | isolert hengeledning 1kV? | Linjemateriell | WIRE SIP-5 (NG) 4X95 |  |  |  | km. | 6
r_23399393_121 | JSC "Mykolaivoblenergo" | electricity | WIRE | isolert hengeledning 1kV? | Linjemateriell | WIRE SIP-5 (NG) 4X120 |  |  |  | km. | 5
r_23399393_121 | JSC "Mykolaivoblenergo" | electricity | WIRE | FEAL? Leder | Linjemateriell | WIRE AC-50 / 8.0 |  |  |  | t. | 6
r_23399393_121 | JSC "Mykolaivoblenergo" | electricity | WIRE | FEAL? Leder | Linjemateriell | WIRE AC-70/11 |  |  |  | t. | 10
r_23399393_121 | JSC "Mykolaivoblenergo" | electricity | WIRE | FEAL? Leder | Linjemateriell | WIRE AC-95/16 |  |  |  | t. | 6
r_23399393_121 | JSC "Mykolaivoblenergo" | electricity | WIRE | FEAL? Leder | Linjemateriell | WIRE AC-120/19 |  |  |  | t. | 5
r_23399393_121 | JSC "Mykolaivoblenergo" | electricity | WIRE | FEAL? Leder | Linjemateriell | WIRE AC-150/19 |  |  |  | t. | 10
r_23399393_121 | JSC "Mykolaivoblenergo" | electricity | WIRE | FEAL? Leder | Linjemateriell | WIRE AC-185/29 |  |  |  | t. | 5
r_23399393_121 | JSC "Mykolaivoblenergo" | electricity | WIRE | FEAL? Leder | Linjemateriell | WIRE AC-240/39 |  |  |  | t. | 5
r_23399393_121 | JSC "Mykolaivoblenergo" | electricity | WIRE | FEAL? Leder | Linjemateriell | WIRE AC-300/39 |  |  |  | t. | 5
r_23399393_121 | JSC "Mykolaivoblenergo" | electricity | WIRE | FEAL? Leder | Linjemateriell | WIRE AC-500/336 |  |  |  | t. | 2022-02-17
r_23399393_122 | JSC "Mykolaivoblenergo" | electricity | CHANNEL № 12 | [6 empty] | t. | 6
r_23399393_123 | JSC "Mykolaivoblenergo" | electricity | CHANNEL № 16 | [6 empty] | t. | 6
r_23399393_124 | JSC "Mykolaivoblenergo" | electricity | STEEL STRIP 40X4 | Stålbånd 40x4mm | Linjemateriell |  |  |  |  | t. | 2
r_23399393_125 | JSC "Mykolaivoblenergo" | electricity | ANGLE STEEL 63Х63Х5 | Vinkeljern | Linjemateriell |  |  |  |  | t. | 4
r_23399393_126 | JSC "Mykolaivoblenergo" | electricity | REINFORCEMENT F 16.0 mm. | Stålforsterkning betong | Diverse utstyr og materiell |  |  |  |  | t. | 3
r_23399393_127 | JSC "Mykolaivoblenergo" | electricity | ALUMINUM BUS 5X50 | Al skinne | Diverse utstyr og materiell |  |  |  |  | kg. | 100
r_23359034_1 | DTEK DNIPRO GRIDS JSC | electricity | The transformer is power two-winding, analog of TDN-10000 of 35/10 kV | 10MVA 35/10kV | Transformator/transformatormateriell |  |  |  | ETD Transformatory, PJSC "ZTR" | 2 | pcs
r_23359034_2 | DTEK DNIPRO GRIDS JSC | electricity | The transformer is power two-winding, analog of TDN-4000 of 35/6 kV |  | Transformator/transformatormateriell |  |  |  | ETD Transformers. PJSC "ZTR" | 2 | pcs.
r_23359034_3 | DTEK DNIPRO GRIDS JSC | electricity | Vacuum switch of 35 kV, 1000A, 16 kA with the spring drive, power supply of alternating current of 220 in | vakumbryter 35 kV | Bryter |  |  |  | ABB, Siemens | 5 | pcs.
r_23359034_4 | DTEK DNIPRO GRIDS JSC | electricity | 35 kV 1000 A disconnector with two earthing knives that do not require maintenance for the entire service life | Lastskillebryter?, 1000 A, med 2 jordkniver, 35 kV | Bryter |  |  |  | ABB, Siemens | 10 | pcs.
r_23359034_5 | DTEK DNIPRO GRIDS JSC | electricity | 35 kV current transformers with cast insulation 100/5, number of secondary windings 3 pcs: 10P / 10P / 0.5 S | Strømtransforamtor 35 kV, 100/5 A | Måletransformator |  |  |  | ABB, Siemens | 9 | pcs.
r_23359034_6 | DTEK DNIPRO GRIDS JSC | electricity | 35 kV current transformers with cast insulation 200/5, number of secondary windings 3 pcs: 10P / 10P / 0.5 S | Strømtransformator 35 kV, 200/5 A | Måletransformator |  |  |  | ABB, Siemens | 9 | pcs.
r_23359034_7 | DTEK DNIPRO GRIDS JSC | electricity | 35 kV voltage transformer with cast insulation | spenningstransformator 35 kV med instøpt isolasjon | Måletransformator |  |  |  | ABB, Siemens | 9 | pcs
r_23359034_8 | DTEK DNIPRO GRIDS JSC | electricity | Overvoltage limiter 35 kV Ur = 40.5 kV | Avleder 35 kV | Avleder |  |  |  | ABB | 60 | pcs.
r_23359034_9 | DTEK DNIPRO GRIDS JSC | electricity | Complete switchgear (KRPZ) 35 kV consisting of: two sections with a sectional switch. In each section - three cells (cable entry, transformer input, HV) + space for one spare cell | Komplette celler til bryteranlegg for 35 kV, 3 celler + 1 reserve celle | Bryter |  |  |  | ABB | 1 | pcs.
r_23359034_10 | DTEK DNIPRO GRIDS JSC | electricity | Wire AC-95 | leder | Linjemateriell |  |  |  | PJSC "Yuzhkabel Plant", PJSC "Zaporozhye Cable Plant", PJSC "AZOVKABEL", PJSC "Odeskabel", LLC "Krok GT", LLC "EUROPAN", LLC "ELIZ" | 10 | t.
r_23359034_11 | DTEK DNIPRO GRIDS JSC | electricity | Wire AC-120/19 | leder | Linjemateriell |  |  |  | PJSC "Yuzhkabel Plant", PJSC "Zaporozhye Cable Plant", PJSC "AZOVKABEL", PJSC "Odeskabel", LLC "Krok GT", LLC "EUROPAN", LLC "ELIZ" | 15 | t.
r_23359034_12 | DTEK DNIPRO GRIDS JSC | electricity | Wire AC-150 | leder | Linjemateriell |  |  |  | PJSC "Yuzhkabel Plant", PJSC "Zaporozhye Cable Plant", PJSC "AZOVKABEL", PJSC "Odeskabel", LLC "Krok GT", LLC "EUROPAN", LLC "ELIZ" | 10 | t.
r_23359034_13 | DTEK DNIPRO GRIDS JSC | electricity | Wire AC-240 | leder | Linjemateriell |  |  |  | PJSC "Yuzhkabel Plant", PJSC "Zaporozhye Cable Plant", PJSC "AZOVKABEL", PJSC "Odeskabel", LLC "Krok GT", LLC "EUROPAN", LLC "ELIZ" | 8 | t.
r_23359034_14 | DTEK DNIPRO GRIDS JSC | electricity | Wire AC-300 | leder | Linjemateriell |  |  |  | PJSC "Yuzhkabel Plant", PJSC "Zaporozhye Cable Plant", PJSC "AZOVKABEL", PJSC "Odeskabel", LLC "Krok GT", LLC "EUROPAN", LLC "ELIZ" | 8 | t.
r_23359034_15 | DTEK DNIPRO GRIDS JSC | electricity | Spot clamp PA-1 | Avspenning hengeledning | Linjemateriell |  |  |  | LLC Armlit-Donbass, LLC PKF-Energotechservice, LLC ALIT, LLC PTK - VL Kit | 4000 | pcs
r_23359034_16 | DTEK DNIPRO GRIDS JSC | electricity | Spot clamp PA-2 | Avspenning hengeledning | Linjemateriell |  |  |  | LLC Armlit-Donbass, LLC PKF-Energotechservice, LLC ALIT, LLC PTK - VL Kit | 3000 | pcs
r_23359034_17 | DTEK DNIPRO GRIDS JSC | electricity | Spot clamp PA-3 | Avspenning hengeledning | Linjemateriell |  |  |  | LLC Armlit-Donbass, LLC PKF-Energotechservice, LLC ALIT, LLC PTK - VL Kit | 300 | pcs
r_23359034_18 | DTEK DNIPRO GRIDS JSC | electricity | SOAS - 50 | Vriskjøt Al | Linjemateriell |  |  |  | LLC Armlit-Donbass, LLC PKF-Energotechservice, LLC ALIT, LLC PTK - VL Kit | 3000 | pcs
r_23359034_19 | DTEK DNIPRO GRIDS JSC | electricity | SOAS - 70 | Vriskjøt Al | Linjemateriell |  |  |  | LLC Armlit-Donbass, LLC PKF-Energotechservice, LLC ALIT, LLC PTK - VL Kit | 3000 | pcs
r_23359034_20 | DTEK DNIPRO GRIDS JSC | electricity | SOAS - 120 | Vriskjøt Al | Linjemateriell |  |  |  | LLC Armlit-Donbass, LLC PKF-Energotechservice, LLC ALIT, LLC PTK - VL Kit | 3000 | pcs
r_23359034_21 | DTEK DNIPRO GRIDS JSC | electricity | SOAS - 150 | Vriskjøt Al | Linjemateriell |  |  |  | LLC Armlit-Donbass, LLC PKF-Energotechservice, LLC ALIT, LLC PTK - VL Kit | 2000 | pcs
r_23359034_22 | DTEK DNIPRO GRIDS JSC | electricity | SOAS -240 | Vriskjøt Al | Linjemateriell |  |  |  | LLC Armlit-Donbass, LLC PKF-Energotechservice, LLC ALIT, LLC PTK - VL Kit | 1000 | pcs
r_23359034_23 | DTEK DNIPRO GRIDS JSC | electricity | PAS thermal cartridges | Krympeskjøt? Fargepatron til printer? | Linjemateriell |  |  |  | are not made in Ukraine, dual-use products | 500 | pcs
r_23359034_24 | DTEK DNIPRO GRIDS JSC | electricity | Thermo matches |  | Linjemateriell |  |  |  | are not made in Ukraine, dual-use products | 100 | pcs
r_23359034_25 | DTEK DNIPRO GRIDS JSC | electricity | Insulators glass PS-70 | Glass Isolator, hengekjede | Linjemateriell |  |  |  | Lviv Insulation Company LLC | 3000 | pcs
r_23359034_26 | DTEK DNIPRO GRIDS JSC | electricity | Insulators glass PS-120 | Glass Isolator, hengekjede | Linjemateriell |  |  |  | Lviv Insulation Company LLC | 2000 | pcs
r_23359034_27 | DTEK DNIPRO GRIDS JSC | electricity | Insulators polymeric LKTs-70-150 | Isolator, 150 kV, 70 kN | Linjemateriell |  |  |  | LLC "ISOPLAST", LLC NPP "ES Polymer", LLC "SLAVENERGOPROM", SE "Research Institute of High Voltages" | 3000 | pcs
r_23359034_28 | DTEK DNIPRO GRIDS JSC | electricity | Insulators polymeric LKTs-120-150 | Isolator, 150 kV, 120 kN | Linjemateriell |  |  |  | LLC "ISOPLAST", LLC NPP "ES Polymer", LLC "SLAVENERGOPROM", SE "Research Institute of High Voltages" | 800 | pcs
r_23359034_29 | DTEK DNIPRO GRIDS JSC | electricity | Insulators polymeric LKTs-70-110 | Isolator, 110 kV, 70 kN | Linjemateriell |  |  |  | LLC "ISOPLAST", LLC NPP "ES Polymer", LLC "SLAVENERGOPROM", SE "Research Institute of High Voltages" | 3000 | pcs
r_23359034_30 | DTEK DNIPRO GRIDS JSC | electricity | Insulators polymeric LKTs-120-110 | Isolator, 110 kV, 120 kN | Linjemateriell |  |  |  | LLC "ISOPLAST", LLC NPP "ES Polymer", LLC "SLAVENERGOPROM", SE "Research Institute of High Voltages" | 800 | pcs
r_23359034_31 | DTEK DNIPRO GRIDS JSC | electricity | support SV-105 | Armert betong mast? | Linjemateriell |  | reinforced concrete supports, vibrated 10.5 m long, bending moment 5 t / m |  | Belotserkovsky plant of reinforced concrete / Svitlovodsky plant of reinforced concrete / Novomoskovsk plant of reinforced concrete (Reclamation) | 460 | pcs
r_23359034_32 | DTEK DNIPRO GRIDS JSC | electricity | support SV-95 | Armert betong mast? | Linjemateriell |  | reinforced concrete supports, vibrated 9.5 m long, bending moment 3 t / m |  | Belotserkovsky plant of reinforced concrete / Svitlovodsky plant of reinforced concrete / Novomoskovsk plant of reinforced concrete (Reclamation) | 700 | pcs
r_23359034_33 | DTEK DNIPRO GRIDS JSC | electricity | traverses TM-3 | trefase topp til mast | Linjemateriell |  | made of hot-rolled steel (angle 70 mm), pins with a diameter of 20 mm |  | SVK-94 | 460 | pcs
r_23359034_34 | DTEK DNIPRO GRIDS JSC | electricity | U-1 bracket | U-brakett | Linjemateriell |  | the bracket is made of a steel strip 10 mm thick |  | SVK-94
r_23359034_35 | DTEK DNIPRO GRIDS JSC | electricity | clamp X-12 | Klemme | Linjemateriell |  | made of steel rod with a diameter of 16 mm |  | SVK-94 | 460 | pcs
r_23359034_36 | DTEK DNIPRO GRIDS JSC | electricity | TN-9 traverse | trefase topp til mast | Linjemateriell |  | made of hot-rolled steel (angle 63 mm), pins with a diameter of 16 mm |  | SVK-94 | 1400 | pcs
r_23359034_37 | DTEK DNIPRO GRIDS JSC | electricity | collar X-11 |  | Linjemateriell |  | made of steel rod with a diameter of 16 mm |  | SVK-94
r_23359034_38 | DTEK DNIPRO GRIDS JSC | electricity | bracket CH-29 | Brakett | Linjemateriell |  | the bracket is made of a steel strip 10 mm thick |  | SVK-94
r_23359034_39 | DTEK DNIPRO GRIDS JSC | electricity | RLN-20 disconnector | Skillebryter, med jorkniv av type RLN-20, 20 kV, 400A | Bryter |  | disconnector of vertical chopping type. Rated voltage 20 kV. Rated current 400A |  | "Electrograd" Zaporozhye plant of high-voltage equipment | 70 | pcs
r_23359034_40 | DTEK DNIPRO GRIDS JSC | electricity | SIP 4 * 50 | isolert hengeledning 1kV? | Linjemateriell |  | aluminum wire with a cross section of 50 mm2 in the insulation of light-stabilized cross-linked polyethylene that does not spread combustion. Jute with 4 twisted wires |  | Chernihiv cable, Intercable | 23 | km
r_23359034_41 | DTEK DNIPRO GRIDS JSC | electricity | SIP 4 * 70 | isolert hengeledning 1kV? | Linjemateriell |  | aluminum wire with a cross section of 70 mm2 in the insulation of light-stabilized cross-linked polyethylene that does not propagate combustion. Jute with 4 twisted wires |  | Chernihiv cable, Intercable | 23 | km
r_23359034_42 | DTEK DNIPRO GRIDS JSC | electricity | SIP 4 * 95 | isolert hengeledning 1kV? | Linjemateriell |  | aluminum wire with a core cross section of 95 mm2 in the insulation of light-stabilized cross-linked polyethylene that does not propagate combustion. Jute with 4 twisted wires |  | Chernihiv cable, Intercable | 23 | km
r_23359034_43 | DTEK DNIPRO GRIDS JSC | electricity | bandage tape | Stålbånd 20x0,8 | Linjemateriell |  | stainless steel tape 19-20 mm wide 0.75- 0.8 mm thick. Breaking force 500 kg. |  | Lviv Insulation Company LLC | 2100 | pcs
r_23359034_44 | DTEK DNIPRO GRIDS JSC | electricity | bandage hook |  | Linjemateriell |  | linear-suspended fittings for mounting SIP |  | Lviv Insulation Company LLC | 700 | pcs
r_23359034_45 | DTEK DNIPRO GRIDS JSC | electricity | WTO-36 clamp | klemme | Linjemateriell |  | profiled stainless steel plate 2-3 mm thick |  | Lviv Insulation Company LLC | 2100 | pcs
r_23359034_46 | DTEK DNIPRO GRIDS JSC | electricity | clamp SO-118 | Klemme for å feste isolert hengeledning? | Linjemateriell |  | linear-suspended fittings for mounting SIP |  | Lviv Insulation Company LLC | 200 | pcs
r_23359034_47 | DTEK DNIPRO GRIDS JSC | electricity | clamp SO-130 | Klemme for å feste isolert hengeledning? | Linjemateriell |  | linear-suspended fittings for mounting SIP |  | Lviv Insulation Company LLC | 500 | pcs
r_23359034_48 | DTEK DNIPRO GRIDS JSC | electricity | insulators ShF-20 G | Piggisolator 20 kV | Linjemateriell |  | pin porcelain insulator for rated voltage up to 1 kV |  | Lviv Insulation Company LLC | 2600 | pcs
r_23359034_49 | DTEK DNIPRO GRIDS JSC | electricity | TF-20 insulators | Piggisolator 20 kV | Linjemateriell |  | pin porcelain insulator for a nominal voltage of 20 kV |  | Lviv Insulation Company LLC | 1000 | pcs
r_23359034_50 | DTEK DNIPRO GRIDS JSC | electricity | circuit breakers 100A | Kontaktor 100A | Bryter |  | circuit breaker with electronic release for rated current 100 A |  | ABB, Siemens, CHINT | 230 | pcs
r_23359034_51 | DTEK DNIPRO GRIDS JSC | electricity | circuit breakers 160A | Kontaktor 160A | Bryter |  | circuit breaker with electronic release for rated current 160 A |  | ABB, Siemens, CHINT | 230 | pcs
r_23359034_52 | DTEK DNIPRO GRIDS JSC | electricity | circuit breakers 400A | Kontaktor 400A | Bryter |  | circuit breaker with electronic release for rated current 400 A |  | ABB, Siemens, CHINT | 230 | pcs
r_23359034_53 | DTEK DNIPRO GRIDS JSC | electricity | circuit breakers 250A | Kontaktor 250A | Bryter |  | circuit breaker with electronic release for rated current 250 A |  | ABB, Siemens, CHINT | 230 | pcs
r_23359034_54 | DTEK DNIPRO GRIDS JSC | electricity | piercing clamp | Klemme for å feste isolert hengeledning? | Linjemateriell |  | linear-suspended fittings for mounting SIP |  | Lviv Insulation Plant | 1400 | pcs
r_23359034_55 | DTEK DNIPRO GRIDS JSC | electricity | TMG-25/10 | Distribusjonstransformator - 10/0,4 kV, 25 kVA | Transformator/transformatormateriell |  | sealed oil-filled transformer with a capacity of 25 kVA and a nominal voltage of 10 kV |  | Khmelnytsky Transformer Plant
r_23359034_56 | DTEK DNIPRO GRIDS JSC | electricity | TMG-25/6 | Distribusjonstransformator - 6/0,4 kV, 25 kVA | Transformator/transformatormateriell |  | sealed oil-filled transformer with a capacity of 25 kVA and a nominal voltage of 6 kV |  | Khmelnytsky Transformer Plant
r_23359034_57 | DTEK DNIPRO GRIDS JSC | electricity | TMG-40/10 | Distribusjonstransformator - 10/0,4 kV, 40 kVA | Transformator/transformatormateriell |  | sealed oil-filled transformer with a capacity of 40 kVA and a nominal voltage of 10 kV |  | Khmelnytsky Transformer Plant
r_23359034_58 | DTEK DNIPRO GRIDS JSC | electricity | TMG-40/6 | Distribusjonstransformator - 6/0,4 kV, 40 kVA | Transformator/transformatormateriell |  | sealed oil-filled transformer with a capacity of 40 kVA and a nominal voltage of 6 kV |  | Khmelnytsky Transformer Plant
r_23359034_59 | DTEK DNIPRO GRIDS JSC | electricity | TMG-63/10 | Distribusjonstransformator - 10/0,4 kV, 63 kVA | Transformator/transformatormateriell |  | hermetic oil-filled transformer with a capacity of 63 kVA and a nominal voltage of 10 kV |  | Khmelnytsky Transformer Plant
r_23359034_60 | DTEK DNIPRO GRIDS JSC | electricity | TMG-63/6 | Distribusjonstransformator - 6/0,4 kV, 63 kVA | Transformator/transformatormateriell |  | sealed oil-filled transformer with a capacity of 63 kVA and a nominal voltage of 6 kV |  | Khmelnytsky Transformer Plant
r_23359034_61 | DTEK DNIPRO GRIDS JSC | electricity | TMG-100/10 | Distribusjonstransformator - 10/0,4 kV, 100 kVA | Transformator/transformatormateriell |  | sealed oil-filled transformer with a capacity of 10 kVA and a nominal voltage of 10 kV |  | Khmelnytsky Transformer Plant
r_23359034_62 | DTEK DNIPRO GRIDS JSC | electricity | TMG-100/6 | Distribusjonstransformator - 6/0,4 kV, 100 KVA | Transformator/transformatormateriell |  | sealed oil-filled transformer with a capacity of 100 kVA and a nominal voltage of 6 kV |  | Khmelnytsky Transformer Plant
r_23359034_63 | DTEK DNIPRO GRIDS JSC | electricity | TMG-160/10 | Distribusjonstransformator - 10/0,4 kV, 160 kVA | Transformator/transformatormateriell |  | sealed oil-filled transformer with a capacity of 160 kVA and a nominal voltage of 10 kV |  | Khmelnytsky Transformer Plant
r_23359034_64 | DTEK DNIPRO GRIDS JSC | electricity | TMG-160/6 | Distribusjonstransformator - 6/0,4 kV, 160 KVA | Transformator/transformatormateriell |  | sealed oil-filled transformer with a capacity of 160 kVA and a nominal voltage of 6 kV |  | Khmelnytsky Transformer Plant
r_23359034_65 | DTEK DNIPRO GRIDS JSC | electricity | TMG-250/10 | Distribusjonstransformator - 10/0,4 kV, 250 kVA | Transformator/transformatormateriell |  | sealed oil-filled transformer with a capacity of 250 kVA and a nominal voltage of 10 kV |  | Khmelnytsky Transformer Plant
r_23359034_66 | DTEK DNIPRO GRIDS JSC | electricity | TMG-250/6 | Distribusjonstransformator - 6/0,4 kV, 250 KVA | Transformator/transformatormateriell |  | sealed oil-filled transformer with a capacity of 250 kVA and a nominal voltage of 6 kV |  | Khmelnytsky Transformer Plant
r_23359034_67 | DTEK DNIPRO GRIDS JSC | electricity | TMG-400/10 | Distribusjonstransformator - 10/0,4 kV, 400 kVA | Transformator/transformatormateriell |  | sealed oil-filled transformer with a capacity of 400 kVA and a nominal voltage of 10 kV |  | Khmelnytsky Transformer Plant
r_23359034_68 | DTEK DNIPRO GRIDS JSC | electricity | TMG-400/6 | Distribusjonstransformator - 6/0,4 kV, 400 KVA | Transformator/transformatormateriell |  | sealed oil-filled transformer with a capacity of 400 kVA and a nominal voltage of 6 kV |  | Khmelnytsky Transformer Plant
r_23359034_69 | DTEK DNIPRO GRIDS JSC | electricity | TMG-630/6 | Distribusjonstransformator - 6/0,4 kV, 630 KVA | Transformator/transformatormateriell |  | sealed oil-filled transformer with a capacity of 630 kVA and a nominal voltage of 6 kV |  | Khmelnytsky Transformer Plant
r_23359034_70 | DTEK DNIPRO GRIDS JSC | electricity | TMG-1000/6 | Distribusjonstransformator - 6/0,4 kV, 1000 KVA | Transformator/transformatormateriell |  | sealed oil-filled transformer with a capacity of 1000 kVA and a nominal voltage of 6 kV |  | Khmelnytsky Transformer Plant
r_39307323_1 | DTEK Grids | Electricity | Gas burners for work on cable lines RAYCHEM |  | Linjemateriell |  |  |  | China, Europe, North America. | pcs. | 62.00 |  |  | For the repair of cable lines: drying-out of cables and installation of heat shrink sleeves. Lack of burners for emergency recovery teams to carry out work. Burners in difficult conditions quickly fail. There is no possibility of repair.
r_39307323_2 | DTEK Grids | Electricity | Diesel generator set on 250 kW chassis (with 50 meters wires for connection) |  | Strømaggregat |  |  |  | China, Europe, North America. | pcs. | 24.00 |  |  | Power supply to critical infrastructure during the power-fail recovery (hospitals, police stations, social facilities, control rooms and production sites of the system operators). During a shortage of electic power supply, critical infrastructure facilities do not perform their functions properly. Hospitals cannot provide quality treatment and care for the sick. Police stations do not fully carry out the fight against crime. Kindergartens and educational institutions do not carry out educational work. Food for children spoils in refrigerators and freezers. Dispatchers cannot fully manage the distribution network. When generators are connected, power is supplied as in normal everyday life
r_39307323_2 | DTEK Grids | Electricity | Diesel generator set on 500 kW chassis (with 50 meters wires for connection) |  | Strømaggregat |  |  |  | China, Europe, North America. | pcs. | 17.00 |  |  | Power supply to critical infrastructure during the power-fail recovery (hospitals, police stations, social facilities, control rooms and production sites of the system operators). During a shortage of electic power supply, critical infrastructure facilities do not perform their functions properly. Hospitals cannot provide quality treatment and care for the sick. Police stations do not fully carry out the fight against crime. Kindergartens and educational institutions do not carry out educational work. Food for children spoils in refrigerators and freezers. Dispatchers cannot fully manage the distribution network. When generators are connected, power is supplied as in normal everyday life
r_39307323_3 | DTEK Grids | Electricity | Open end wrench set 6 - 32 mm | Skiftenøkkelsett 6-32 mm | Linjemateriell |  |  |  | China, Europe, North America. | pcs. | 335.00 |  |  | Performance of assembly and dismantling of equipment. The tool with intensive use quickly becomes unusable. Simultaneously, a large number of teams perform work. The purchase is very difficult, deliveries are not carried out.
r_39307323_4 | DTEK Grids | Electricity | Cable shears | Kabelkutter | Linjemateriell |  |  |  | China, Europe, North America. | pcs. | 56.00 |  |  | With intensive use, they quickly fail. Without scissors, cutting is carried out with hand saws, which takes a lot of time and physical strength of the staff.
r_39307323_5 | DTEK Grids | Electricity | Hydraulic press for end connectors from 10 to 240 mm. | Pressverktøy | Linjemateriell |  |  |  | China, Europe, North America. | pcs. | 56.00 |  |  | Needs for crimping end leads of wires, cables during restoration work. Break down with heavy use. Not repairable.
r_39307323_6 | DTEK Grids | Electricity | LED floodlight, on a tripod | Flomlys på tripod | Diverse utstyr og materiell |  |  |  | China, Europe, North America. | pcs. | 100.00 |  |  | Illumination of places where emergency and restoration work is carried out for the safety of workers and the quality of work. In severe conditions, they often fail and are damaged. Under military conditions, delivery from abroad is not carried out
r_39307323_7 | DTEK Grids | Electricity | Satellite phones | Satellitt telefon | Diverse utstyr og materiell |  |  |  | China, Europe, North America. | pcs. | 250.00 |  |  | Ensuring communication between production teams and control centers in the absence of mobile communications in the area of ​​hostilities and in the "gray" zone
r_39307323_8 | DTEK ENERGY (coal) | Electricity | Diesel generator Matari MR70 - 68kW |  | Strømaggregat |  |  |  | Poland, Turkey, China, USA, Europe | pcs. | 2.00 |  |  | Temporary supply of voltage and compressed air to the control systems of lifting machines to ensure the lifting of people from the mine in case of a power outage, incl. stuck in the trunk in the lifting vessel. Specifications are attached.
r_39307323_9 | DTEK ENERGY (coal) | Electricity | Piston compressor Aircast СБ4/Ф-500.LT 100-11,0 - 11kW | Stempelkompressor | Kjøretøy/Maskiner |  |  |  | Poland, Turkey, China, USA, Europe | pcs. | 2.00 |  |  | Temporary supply of voltage and compressed air to the control systems of lifting machines to ensure the lifting of people from the mine in case of a power outage, incl. stuck in the trunk in the lifting vessel. Specifications are attached.
r_39307323_11 | DTEK ENERGY (coal) | Electricity | Diesel generator 75 kW | Dieselgenerator | Strømaggregat |  |  |  | Poland, Turkey, China, USA, Europe | pcs. | 2.00 |  |  | Temporary supply of voltage and compressed air to the control systems of lifting machines to ensure the lifting of people from the mine in case of a power outage, incl. stuck in the trunk in the lifting vessel. Specifications are attached.
r_39307323_12 | DTEK ENERGY (coal) | Electricity | Diesel generator Старт АД 60-Т400 - 60 kW - not produced | Dieselgenerator | Strømaggregat |  |  |  | Poland, Turkey, China, USA, Europe | pcs. | 1.00 |  |  | Temporary supply of voltage and compressed air to the control systems of lifting machines to ensure the lifting of people from the mine in case of a power outage, incl. stuck in the trunk in the lifting vessel. Specifications are attached.
r_39307323_13 | DTEK ENERGY (coal) | Electricity | Piston compressor AIRCAST СБ4/Ф-500.LT100, 1400 liters/min, 7.5 kW | Kompressor | Diverse utstyr og materiell |  |  |  | Poland, Turkey, China, USA, Europe | pcs. | 1.00 |  |  | Temporary supply of voltage and compressed air to the control systems of lifting machines to ensure the lifting of people from the mine in case of a power outage, incl. stuck in the trunk in the lifting vessel. Specifications are attached.
r_39307323_14 | DTEK ENERGY (coal) | Electricity | Diesel generator Matari MR 110; 105 kW | Dieselgenerator | Strømaggregat |  |  |  | Poland, Turkey, China, USA, Europe | pcs. | 1.00 |  |  | Temporary supply of voltage and compressed air to the control systems of lifting machines to ensure the lifting of people from the mine in case of a power outage, incl. stuck in the trunk in the lifting vessel. Specifications are attached.
r_39307323_14 | DTEK ENERGY (coal) | Electricity | Diesel generator Matari MR 55; 55 kW | Dieselgenerator | Strømaggregat |  |  |  | Poland, Turkey, China, USA, Europe | pcs. | 1.00 |  |  | Temporary supply of voltage and compressed air to the control systems of lifting machines to ensure the lifting of people from the mine in case of a power outage, incl. stuck in the trunk in the lifting vessel. Specifications are attached.
r_39307323_15 | DTEK ENERGY (coal) | Electricity | Compressor Matari M100 F75-3; 7,5 kW | Kompressor | Diverse utstyr og materiell |  |  |  | Poland, Turkey, China, USA, Europe | pcs. | 1.00 |  |  | Temporary supply of voltage and compressed air to the control systems of lifting machines to ensure the lifting of people from the mine in case of a power outage, incl. stuck in the trunk in the lifting vessel. Specifications are attached.
r_39307323_16 | DTEK ENERGY (coal) | Electricity | Diesel generator Matari MR 18; 20 kW | Dieselgenerator | Strømaggregat |  |  |  | Poland, Turkey, China, USA, Europe | pcs. | 1.00 |  |  | Temporary supply of voltage and compressed air to the control systems of lifting machines to ensure the lifting of people from the mine in case of a power outage, incl. stuck in the trunk in the lifting vessel. Specifications are attached.
r_39307323_16 | DTEK ENERGY (coal) | Electricity | Diesel generator Matary MR 110 | Dieselgenerator | Strømaggregat |  |  |  | Poland, Turkey, China, USA, Europe | pcs. | 1.00 |  |  | Temporary supply of voltage and compressed air to the control systems of lifting machines to ensure the lifting of people from the mine in case of a power outage, incl. stuck in the trunk in the lifting vessel. Specifications are attached.
r_39307323_16 | DTEK ENERGY (coal) | Electricity | Diesel generator Matari MR 55; 55 kW | Dieselgenerator | Strømaggregat |  |  |  | Poland, Turkey, China, USA, Europe | pcs. | 1.00 |  |  | Temporary supply of voltage and compressed air to the control systems of lifting machines to ensure the lifting of people from the mine in case of a power outage, incl. stuck in the trunk in the lifting vessel. Specifications are attached.
r_39307323_16 | DTEK ENERGY (coal) | Electricity | Diesel generator Matari MR 55; 55 kW | Dieselgenerator | Strømaggregat |  |  |  | Poland, Turkey, China, USA, Europe | pcs. | 1.00 |  |  | Temporary supply of voltage and compressed air to the control systems of lifting machines to ensure the lifting of people from the mine in case of a power outage, incl. stuck in the trunk in the lifting vessel. Specifications are attached.
r_39307323_16 | DTEK ENERGY (coal) | Electricity | Diesel generator Konner&Sohnen KS 14-2DE ATSR | Dieselgenerator | Strømaggregat |  |  |  | Poland, Turkey, China, USA, Europe | pcs. | 2.00 |  |  | Temporary supply of voltage and compressed air to the control systems of lifting machines to ensure the lifting of people from the mine in case of a power outage, incl. stuck in the trunk in the lifting vessel. Specifications are attached.
r_39307323_17 | DTEK ENERGY (coal) | Electricity | GenSet MPM 15/400 IC-L designed to provide electricity РУ-0.4kV | Generaatorsett | Strømaggregat |  |  |  | Poland, Turkey, China, USA, Europe | pcs. | 14.00 |  |  | Temporary supply of voltage and compressed air to the control systems of lifting machines to ensure the lifting of people from the mine in case of a power outage, incl. stuck in the trunk in the lifting vessel. Specifications are attached.
r_39307323_18 | DTEK ENERGY (coal) | Electricity | The diesel generator is intended for providing with power of RU-0.4 kV of the building of the lifting car in case of complete disappearance of power supply from power system. |  | Strømaggregat |  |  |  | Poland, Turkey, China, USA, Europe | pcs. | 1.00 |  |  | Temporary supply of voltage and compressed air to the control systems of lifting machines to ensure the lifting of people from the mine in case of a power outage, incl. stuck in the trunk in the lifting vessel. Specifications are attached.
r_39307323_19 | DTEK ENERGY (coal) | Electricity | 3-Phase Diesel Generator 380V 40kW | Dieselgenerator | Strømaggregat |  |  |  | Poland, Turkey, China, USA, Europe | pcs. | 1.00 |  |  | Temporary supply of voltage and compressed air to the control systems of lifting machines to ensure the lifting of people from the mine in case of a power outage, incl. stuck in the trunk in the lifting vessel. Specifications are attached.
r_39307323_19 | DTEK ENERGY (coal) | Electricity | 3-Phase Diesel Generator 380V 50kW | Dieselgenerator | Strømaggregat |  |  |  | Poland, Turkey, China, USA, Europe | pcs. | 1.00 |  |  | Temporary supply of voltage and compressed air to the control systems of lifting machines to ensure the lifting of people from the mine in case of a power outage, incl. stuck in the trunk in the lifting vessel. Specifications are attached.
r_39307323_19 | DTEK ENERGY (coal) | Electricity | 3-Phase Diesel Generator 380V 38kW | Dieselgenerator | Strømaggregat |  |  |  | Poland, Turkey, China, USA, Europe | pcs. | 1.00 |  |  | Temporary supply of voltage and compressed air to the control systems of lifting machines to ensure the lifting of people from the mine in case of a power outage, incl. stuck in the trunk in the lifting vessel. Specifications are attached.
r_39307323_27 | DTEK ENERGY (coal) | Electricity | WOODEN BEAM Ф14-19СМ L2,8М | Trebjelke | Diverse utstyr og materiell |  |  |  | Europe | М3 | 80.00 |  |  | Fastening of stopes during coal mining
r_39307323_27 | DTEK ENERGY (coal) | Electricity | WOODEN BEAM Ф14-19СМ L2М | Trebjelke | Diverse utstyr og materiell |  |  |  | Europe | М3 | 228.63 |  |  | Fastening of stopes during coal mining
r_39307323_27 | DTEK ENERGY (coal) | Electricity | WOODEN BEAM Ф14-19СМ L3,8М | Trebjelke | Diverse utstyr og materiell |  |  |  | Europe | М3 | 3165.92 |  |  | Fastening of stopes during coal mining
r_39307323_27 | DTEK ENERGY (coal) | Electricity | WOODEN BEAM Ф14-19СМ L3М | Trebjelke | Diverse utstyr og materiell |  |  |  | Europe | М3 | 627.50 |  |  | Fastening of stopes during coal mining
r_39307323_27 | DTEK ENERGY (coal) | Electricity | WOODEN BEAM Ф14-19СМ L4М | Trebjelke | Diverse utstyr og materiell |  |  |  | Europe | М3 | 233208 |  |  | Fastening of stopes during coal mining
r_39307323_31 | DTEK ENERGY (coal) | Electricity | Log f10-13cm L4М | Trebjelke | Diverse utstyr og materiell |  |  |  | Europe, China, USA | М3 | 837.95 |  |  | Cutting tool for roadheaders that carry out workings for the input stopes.
r_39307323_71 | DTEK ENERGY (coal) | Electricity | CABLE ВЭВББШВ-6 3Х70+1Х10 | PVC-kabel | Kabelmateriell |  |  |  | Poland, Turkey, China, USA, Europe | kg | 0.86 |  |  | For mining and repair of mining equipment
r_39307323_71 | DTEK ENERGY (coal) | Electricity | CABLE КСША 4Х0,6(ТАШС 1Х4Х0,64) | Kommunikasjonslabel | Kabelmateriell |  |  |  | Poland, Turkey, China, USA, Europe | kg | 16.20 |  |  | For mining and repair of mining equipment
r_39307323_71 | DTEK ENERGY (coal) | Electricity | CABLE КТПЭПШВ 10Х2Х0,7(ТППШВ 10Х2Х0,64) | Kommunikasjonslabel | Kabelmateriell |  |  |  | Poland, Turkey, China, USA, Europe | kg | 6.56 |  |  | For mining and repair of mining equipment
r_39307323_71 | DTEK ENERGY (coal) | Electricity | CABLE КТПЭПШВ 20Х2Х0,7(ТППШВ 20Х2Х0,64) | Telefonkabel | Kabelmateriell |  |  |  | Poland, Turkey, China, USA, Europe | kg | 1.69 |  |  | For mining and repair of mining equipment
r_39307323_71 | DTEK ENERGY (coal) | Electricity | CABLE КГЭШ 3Х50+1Х10+3Х4 | Gummikabel | Kabelmateriell |  |  |  | Poland, Turkey, China, USA, Europe | kg | 0.89 |  |  | For mining and repair of mining equipment
r_39307323_71 | DTEK ENERGY (coal) | Electricity | CABLE КСША 1Х4Х0,6 | Kommunikasjonslabel | Kabelmateriell |  |  |  | Poland, Turkey, China, USA, Europe | kg | 2022-07-04 |  |  | For mining and repair of mining equipment
r_39307323_71 | DTEK ENERGY (coal) | Electricity | CABLE КШВЭББШВ6 3Х95+1Х35(ВЭВББШВ6 3Х95+1Х10) | Kraftkabel 6kV | Kabelmateriell |  |  |  | Poland, Turkey, China, USA, Europe | kg | 1.13 |  |  | For mining and repair of mining equipment
r_39307323_72 | DTEK ENERGY (generation) | Electricity | Diesel-powered motor pumps with a capacity of 150/200 m3/hour | Sivilforsvaret | Kjøretøy/Maskiner |  |  |  |  | pcs. | 16.00 |  |  | For pumping of ground and process water from negative elevations of machine rooms in case of stations shutdown with loss of electrical auxiliary needs
r_39307323_72 | DTEK ENERGY (generation) | Electricity | Diesel generators starting from 40kW 380V | 40 kW diselaggregat som leverer 380 V? | Strømaggregat |  |  |  |  | pcs. | 16.00 |  |  | In case of loss of electrical it is needed for power supply of compressor stations with air of switches of different voltage class
r_39307323_72 | DTEK ENERGY (generation) | Electricity | Diesel generators 25 kW 380/220 kV | Diselaggregat som lever 380/220 V? | Strømaggregat |  |  |  |  | pcs. | 32.00 |  |  | To provide drive of submersible pumps during station shutdown with loss of electrical auxiliary needs
r_39307323_73 | DTEK ENERGY (generation) | Electricity | Submersible pumps with performance 16÷25 of m3/hour a pressure 1÷1,6 of kgf/cm2 | Lensepumpe | Diverse utstyr og materiell |  |  |  |  | pcs. | 40.00 |  |  | Submersible pumps are required to pump groundwater from the underground galleries of the solid fuel supply path to production from the warehouse or wagons
r_39307323_74 | DTEK ENERGY (generation) | Electricity | Mobile complex for the preparation of drinking water 20m3 per day | Drikkevann | [5 empty] | pcs. | 8.00 |  |  | To provide personnel with drinking water in the conditions of stopping stations or drinking water pumps
r_39307323_75 | DTEK ENERGY (generation) | Electricity | Rechargeable LED spotlights 25/50W | Oppladbar lykt | Diverse utstyr og materiell |  |  |  |  | pcs. | 80.00 |  |  | To provide lighting during the liquidation of damages during the shutdown of the station with the loss of electrical auxiliary needs
r_39307323_76 | DTEK ENERGY (generation) | Electricity | Portable rebar hydraulic scissors | Hydraulisk saks | Strømaggregat |  |  |  |  | pcs. | 8.00 |  |  | For rapid emergency recovery works after shelling of the station infrastructure
r_39307323_77 | DTEK ENERGY (generation) | Electricity | Hydraulic hand jack | Hydraulisk håndjekk | Linjemateriell |  |  |  |  | pcs. | 16.00 |  |  | For rapid emergency recovery works after shelling of the station infrastructure
r_39307323_78 | DTEK ENERGY (generation) | Electricity | Diesel generator with built-in welding apparatus 300 A - 400A | Diselaggregat med innebygd sveiseapparat? | Strømaggregat |  |  |  |  | pcs. | 8.00 |  |  | For rapid emergency recovery works after shelling of the station infrastructure
r_39307323_79 | DTEK ENERGY (generation) | Electricity | Diesel-powered air compressor with a capacity of 30 50 m3/hour head up to 10 kgf/cm2 | Diseldrevet luftkompressor, 30-50m^3/time (0,83m^3/min), 10 Bar | Diverse utstyr og materiell |  |  |  |  | pcs. | 8.00 |  |  | For the use of bump hammers in the elimination of rubble, as well as the blowdown of gas pipelines during the shutdown of stations with the loss of electrical auxiliary needs
r_39307323_80 | DTEK ENERGY (generation) | Electricity | Autonomous radio station (walkie-talkie) with range up to 1000 m | Jaktradio | IT-utstyr |  |  |  |  | pcs. | 80.00 |  |  | To coordinate the actions of employees during emergency recovery operations
r_39307323_81 | DTEK ENERGY (generation) | Electricity | Autotransformers AT-1,2: - high-voltage bushings (in/into) 150kV - ETFt 650-172-1600 C E5 124 HSP type (or analog) | Transformatorgjernnomføring 150 kV | Transformator/transformatormateriell |  |  |  |  | pcs. | 6.00 |  |  | Open switchgear equipment can be restored as quickly as possible
r_39307323_81 | DTEK ENERGY (generation) | Electricity | Autotransformers AT-1,2 - (in/into) 330kV - ETFt 1175-363-1250BE9306 HSP type (or analog) | Autotransformator | [5 empty] | pcs. | 6.00 |  |  | Open switchgear equipment can be restored as quickly as possible
r_39307323_81 | DTEK ENERGY (generation) | Electricity | Autotransformers AT-1,2:- RPN type RNOA-220/1000 in phases "A," "B," "C" (or analog) | [6 empty] | pcs. | 6.00 |  |  | Open switchgear equipment can be restored as quickly as possible
r_39307323_82 | DTEK ENERGY (generation) | Electricity | Transformers of block 1T, 4T: - in/into 150kV inputs for 1T - ETFt 650-172-1600 C E5 124 HSP type (or analog) | [6 empty] | pcs. | 3.00 |  |  | Open switchgear equipment can be restored as quickly as possible
r_39307323_82 | DTEK ENERGY (generation) | Electricity | Transformers of block 1T, 4T:- in/into inputs 330kV - ETFt 1175-363-1250BE9306 HSP type (or analog) | [6 empty] | pcs. | 3.00 |  |  | Open switchgear equipment can be restored as quickly as possible
r_39307323_83 | DTEK ENERGY (generation) | Electricity | 150kV switches: - in cells: 1GT, 2GT, L-172, Sh-1 of type LTB 170E1 4000A, 40kA (or analog) | Effekbryter type LTB 170E1, 4000A, 40kA, 170 kV, i celle? (eller lignende) | Bryter |  |  |  |  | pcs. | 4.00 |  |  | Open switchgear equipment can be restored as quickly as possible
r_39307323_84 | DTEK ENERGY (generation) | Electricity | 330kV switches: - in cells: VP-1, AT-330, 3,4GT, VP-2 of type LTB 420Ye2. 4000A, 40kA (or analog) | Effektbryter av type LTB 420Ye2 (translation error?--> LBT 420E2?), 4000A, 40kV, 420 kV, i celle? (eller lignende) | Bryter |  |  |  |  | pcs. | 4.00 |  |  | Open switchgear equipment can be restored as quickly as possible
r_39307323_85 | DTEK ENERGY (generation) | Electricity | Current transformer 20 kV |  | Måletransformator |  |  |  |  | pcs. | 12.00 |  |  | Open switchgear equipment can be restored as quickly as possible
r_39307323_86 | DTEK ENERGY (generation) | Electricity | Voltage transformer 20 kV |  | Måletransformator |  |  |  |  | pcs. | 24.00 |  |  | Open switchgear equipment can be restored as quickly as possible
r_39307323_87 | DTEK ENERGY (generation) | Electricity | Current transformer 150 kV |  | Måletransformator |  |  |  |  | pcs. | 9.00 |  |  | Open switchgear equipment can be restored as quickly as possible
r_39307323_87 | DTEK ENERGY (generation) | Electricity | Current transformer 330 kV |  | Måletransformator |  |  |  |  | pcs. | 12.00 |  |  | Open switchgear equipment can be restored as quickly as possible
r_39307323_88 | DTEK ENERGY (generation) | Electricity | Voltage transformer 150 kV |  | Måletransformator |  |  |  |  | pcs. | 9.00 |  |  | Open switchgear equipment can be restored as quickly as possible
r_39307323_89 | DTEK ENERGY (generation) | Electricity | Vacuum switch 6kV |  | Bryter |  |  |  |  | pcs. | 24.00 |  |  | Open switchgear equipment can be restored as quickly as possible
r_39307323_90 | DTEK ENERGY (generation) | Electricity | Three-winding autotransformers ATDTSTN-200000/220/110-U1 with low voltage winding 6.6 kV | 3-vikingstransf. 200 MVA, 200/110/6,6 kV | Transformator/transformatormateriell |  |  |  |  | pcs. | 2.00 |  |  | This equipment is necessary to restore the operability of Lugansk TPP after repeated shelling of the territory and open switchgear, that led to fires during hostilities.
r_39307323_91 | DTEK ENERGY (generation) | Electricity | Power transformers TDNG-10000/110/3.15kV |  | Transformator/transformatormateriell |  |  |  |  | pcs. | 2.00 |  |  | This equipment is necessary to restore the operability of Lugansk TPP after repeated shelling of the territory and open switchgear, that led to fires during hostilities.
r_39307323_91 | DTEK ENERGY (generation) | Electricity | Power transformer TDTNG-31500/110/6.3kV |  | Transformator/transformatormateriell |  |  |  |  | pcs. | 1.00 |  |  | This equipment is necessary to restore the operability of Lugansk TPP after repeated shelling of the territory and open switchgear, that led to fires during hostilities.
r_39307323_92 | DTEK ENERGY (generation) | Electricity | Current transformers TFZM-123 II - IV.1 UHL1 | Strømtransformator, 110 kV | Måletransformator |  |  |  |  | pcs. | 18.00 |  |  | This equipment is necessary to restore the operability of Lugansk TPP after repeated shelling of the territory and open switchgear, that led to fires during hostilities.
r_39307323_92 | DTEK ENERGY (generation) | Electricity | Current transformers TFZM-245 II - IV UHL1 | Strømtransformator 220 kV? | Måletransformator |  |  |  |  | pcs. | 18.00 |  |  | This equipment is necessary to restore the operability of Lugansk TPP after repeated shelling of the territory and open switchgear, that led to fires during hostilities.
r_39307323_93 | DTEK ENERGY (generation) | Electricity | Voltage transformers NOG-123 IV | Spenningstransformator 110 kV? | Måletransformator |  |  |  |  | pcs. | 6.00 |  |  | This equipment is necessary to restore the operability of Lugansk TPP after repeated shelling of the territory and open switchgear, that led to fires during hostilities.
r_39307323_93 | DTEK ENERGY (generation) | Electricity | Voltage transformers NOG-245 II - IV | Spenningstransformator 220 kV | Måletransformator |  |  |  |  | pcs. | 6.00 |  |  | This equipment is necessary to restore the operability of Lugansk TPP after repeated shelling of the territory and open switchgear, that led to fires during hostilities.
r_39307323_94 | DTEK ENERGY (generation) | Electricity | Gas-insulated switches LTB-245E1 in three-phase version | SF6 ffektbryter 245 kV | Bryter |  |  |  |  | pcs. | 4.00 |  |  | This equipment is necessary to restore the operability of Lugansk TPP after repeated shelling of the territory and open switchgear, that led to fires during hostilities.
r_39307323_94 | DTEK ENERGY (generation) | Electricity | Gas-insulated switches LTB-145D1 in three-phase version | SF6 ffektbryter 145 kV | Bryter |  |  |  |  | pcs. | 8.00 |  |  | This equipment is necessary to restore the operability of Lugansk TPP after repeated shelling of the territory and open switchgear, that led to fires during hostilities.
r_39307323_95 | DTEK ENERGY (generation) | Electricity | Over-voltage limiters are non-linear in single-phase design Tyco Electronics PCA33 198L5E2M4-8, or their analogues in electrical and mechanical characteristics with connection elements and supporting and mounting structures | Avleder 198 kV rated, 158 kV max. Cont. Operating voltage | Avleder |  |  |  |  | pcs. | 18.00 |  |  | This equipment is necessary to restore the operability of Lugansk TPP after repeated shelling of the territory and open switchgear, that led to fires during hostilities.
r_39307323_95 | DTEK ENERGY (generation) | Electricity | Over-voltage limiters are non-linear in single-phase design Tyco Electronics PCA3 108L5E2M8, or their analogues in electrical and mechanical characteristics with connection elements and supporting and mounting structures | Avleder 108 kV rated, 86,4 kV max. Cont. Operating voltage | Avleder |  |  |  |  | pcs. | 12.00 |  |  | This equipment is necessary to restore the operability of Lugansk TPP after repeated shelling of the territory and open switchgear, that led to fires during hostilities.
r_39307323_96 | DTEK ENERGY (generation) | Electricity | Disconnectors Alstom S2DAT-245 in three-phase version | Skillebryter 245 kV | Bryter |  |  |  |  | pcs. | 4.00 |  |  | This equipment is necessary to restore the operability of Lugansk TPP after repeated shelling of the territory and open switchgear, that led to fires during hostilities.
r_39307323_96 | DTEK ENERGY (generation) | Electricity | Disconnectors Alstom S2DAT-145 in three-phase version | Skillebryter 145 kV | Bryter |  |  |  |  | pcs. | 10.00 |  |  | This equipment is necessary to restore the operability of Lugansk TPP after repeated shelling of the territory and open switchgear, that led to fires during hostilities.
r_39307323_97 | DTEK ENERGY (generation) | Electricity | Non-insulated steel-aluminum wire GOST 839-80 type AC-300/39 for overhead lines | FEAL? 300 | Linjemateriell |  |  |  |  | m | 3000.00 |  |  | This equipment is necessary to restore the operability of Lugansk TPP after repeated shelling of the territory and open switchgear, that led to fires during hostilities.
r_39307323_97 | DTEK ENERGY (generation) | Electricity | Non-insulated steel-aluminum wire GOST 839-80 type AC-400/27.7 for overhead lines | FEAL? 400 | Linjemateriell |  |  |  |  | m | 3000.00 |  |  | This equipment is necessary to restore the operability of Lugansk TPP after repeated shelling of the territory and open switchgear, that led to fires during hostilities.
r_39307323_98 | DTEK ENERGY (generation) | Electricity | Hardware clamp A4A-400-2T | Klemme? | Linjemateriell |  |  |  |  | pcs. | 18.00 |  |  | This equipment is necessary to restore the operability of Lugansk TPP after repeated shelling of the territory and open switchgear, that led to fires during hostilities.
r_39307323_98 | DTEK ENERGY (generation) | Electricity | Hardware clamp А4А-300 | Klemme? | Linjemateriell |  |  |  |  | pcs. | 18.00 |  |  | This equipment is necessary to restore the operability of Lugansk TPP after repeated shelling of the territory and open switchgear, that led to fires during hostilities.
r_39307323_99 | DTEK ENERGY (generation) | Electricity | Connecting clamp SAS-300-1 | Klemme? | Linjemateriell |  |  |  |  | pcs. | 18.00 |  |  | This equipment is necessary to restore the operability of Lugansk TPP after repeated shelling of the territory and open switchgear, that led to fires during hostilities.
r_39307323_99 | DTEK ENERGY (generation) | Electricity | Connecting clamp SAS-400-1 | Klemme? | Linjemateriell |  |  |  |  | pcs. | 18.00 |  |  | This equipment is necessary to restore the operability of Lugansk TPP after repeated shelling of the territory and open switchgear, that led to fires during hostilities.
r_39307323_100 | DTEK ENERGY (generation) | Electricity | Tensioning clamp is pressed NAS-300-1 | Festeklemme? | Linjemateriell |  |  |  |  | pcs. | 18.00 |  |  | This equipment is necessary to restore the operability of Lugansk TPP after repeated shelling of the territory and open switchgear, that led to fires during hostilities.
r_39307323_101 | DTEK ENERGY (generation) | Electricity | Clamp detachable branch pressed ROA-300-1 | Avgreningsklemme? | Linjemateriell |  |  |  |  | pcs. | 24.00 |  |  | This equipment is necessary to restore the operability of Lugansk TPP after repeated shelling of the territory and open switchgear, that led to fires during hostilities.
r_39307323_101 | DTEK ENERGY (generation) | Electricity | Clamp detachable branch pressed ROA-400-1 | Avgreningsklemme? | Linjemateriell |  |  |  |  | pcs. | 24.00 |  |  | This equipment is necessary to restore the operability of Lugansk TPP after repeated shelling of the territory and open switchgear, that led to fires during hostilities.
r_39307323_102 | DTEK ENERGY (generation) | Electricity | Glass insulator PS 70E | Glassisolator til hengekjede, 70 kN | Linjemateriell |  |  |  |  | pcs. | 400.00 |  |  | This equipment is necessary to restore the operability of Lugansk TPP after repeated shelling of the territory and open switchgear, that led to fires during hostilities.
r_39307323_103 | DTEK ENERGY (generation) | Electricity | Cable KVVGng - 10x2.5 | Instalasjonskabel? | Kabelmateriell |  |  |  |  | m | 1000.00 |  |  | This equipment is necessary to restore the operability of Lugansk TPP after repeated shelling of the territory and open switchgear, that led to fires during hostilities.
r_39307323_103 | DTEK ENERGY (generation) | Electricity | Cable KVVGng - 19x2.5 | Instalasjonskabel? | Kabelmateriell |  |  |  |  | m | 1000.00 |  |  | This equipment is necessary to restore the operability of Lugansk TPP after repeated shelling of the territory and open switchgear, that led to fires during hostilities.
r_39307323_103 | DTEK ENERGY (generation) | Electricity | Cable KVVGng - 27x2.5 | Instalasjonskabel? | Kabelmateriell |  |  |  |  | m | 1000.00 |  |  | This equipment is necessary to restore the operability of Lugansk TPP after repeated shelling of the territory and open switchgear, that led to fires during hostilities.
r_23243188_1 | DTEK KYIV REGIONAL GRIDS PRIVATE JOINT-STOCK COMPANY | Electricity | Авт.вимикач BA-78, 1000A, 415/690B, 70кА | Bryter | Bryter |  | Обладнання для класу напруги 0,4-20 |  |  | шт | 50
r_23243188_2 | DTEK KYIV REGIONAL GRIDS PRIVATE JOINT-STOCK COMPANY | Electricity | Автоматичний вимикач NM1-250S-3300 200А | Automatsikring av type NM1-250S-3300, 200 A, 690 V | Sikringer |  | Обладнання для класу напруги 0,4-20 |  |  | шт | 50
r_23243188_3 | DTEK KYIV REGIONAL GRIDS PRIVATE JOINT-STOCK COMPANY | Electricity | ВИМ. АВТ. ЛИТ.КОР.(ЕЛ-ТРОН.РОЗ.) 3П/100А | Automatsikring 248 | Sikringer |  | Обладнання для класу напруги 0,4-20 |  |  | шт | 20
r_23243188_3 | DTEK KYIV REGIONAL GRIDS PRIVATE JOINT-STOCK COMPANY | Electricity | ВИМ. АВТ. ЛИТ.КОР.(ЕЛ-ТРОН.РОЗ.) 3П/160А | Automatsikring 249 | Sikringer |  | Обладнання для класу напруги 0,4-20 |  |  | шт | 200
r_23243188_3 | DTEK KYIV REGIONAL GRIDS PRIVATE JOINT-STOCK COMPANY | Electricity | ВИМ. АВТ. ЛИТ.КОР.(ЕЛ-ТРОН.РОЗ.) 3П/250А | Automatsikring 250 | Sikringer |  | Обладнання для класу напруги 0,4-20 |  |  | шт | 200
r_23243188_4 | DTEK KYIV REGIONAL GRIDS PRIVATE JOINT-STOCK COMPANY | Electricity | Вимикач навантаження ВНА-10/630-20-У3 | bryter av type VAN-10/630-20-y3, 10kV, 630A | Bryter |  | Обладнання для класу напруги 0,4-20 |  |  | шт | 50
r_23243188_5 | DTEK KYIV REGIONAL GRIDS PRIVATE JOINT-STOCK COMPANY | Electricity | В'язка для бокового кріплення PLVT2 | Bendsling til piggisolator | Linjemateriell |  | Обладнання для класу напруги 0,4-20 |  |  | шт | 3000
r_23243188_6 | DTEK KYIV REGIONAL GRIDS PRIVATE JOINT-STOCK COMPANY | Electricity | Гак під стрічку КБ 16 | Krok | Linjemateriell |  | Обладнання для класу напруги 0,4-20 |  |  | шт | 6000
r_23243188_7 | DTEK KYIV REGIONAL GRIDS PRIVATE JOINT-STOCK COMPANY | Electricity | Гільза алюмінієва 120 | Aliminumshylse? Skjøt | Linjemateriell |  | Обладнання для класу напруги 0,4-20 |  |  | шт | 200
r_23243188_7 | DTEK KYIV REGIONAL GRIDS PRIVATE JOINT-STOCK COMPANY | Electricity | Гільза алюмінієва 150 | Aliminumshylse? Skjøt | Linjemateriell |  | Обладнання для класу напруги 0,4-20 |  |  | шт | 200
r_23243188_7 | DTEK KYIV REGIONAL GRIDS PRIVATE JOINT-STOCK COMPANY | Electricity | Гільза алюмінієва 240 | Aliminumshylse? Skjøt | Linjemateriell |  | Обладнання для класу напруги 0,4-20 |  |  | шт | 200
r_23243188_7 | DTEK KYIV REGIONAL GRIDS PRIVATE JOINT-STOCK COMPANY | Electricity | Гільза алюмінієва 95 | Aliminumshylse? Skjøt | Linjemateriell |  | Обладнання для класу напруги 0,4-20 |  |  | шт | 100
r_23243188_8 | DTEK KYIV REGIONAL GRIDS PRIVATE JOINT-STOCK COMPANY | Electricity | Запобіжник ПН 2 400 А | Knivsikring av type PN-2-400, 400A | Sikringer |  | Обладнання для класу напруги 0,4-20 |  |  | шт | 90
r_23243188_8 | DTEK KYIV REGIONAL GRIDS PRIVATE JOINT-STOCK COMPANY | Electricity | Запобіжник ПН 2 630 А | Knivsikring av type PN-2-630, 630A | Sikringer |  | Обладнання для класу напруги 0,4-20 |  |  | шт | 60
r_23243188_8 | DTEK KYIV REGIONAL GRIDS PRIVATE JOINT-STOCK COMPANY | Electricity | Запобіжник ПН-2 250 А | Knivsikring av type PN-2-250, 250A | Sikringer |  | Обладнання для класу напруги 0,4-20 |  |  | шт | 90
r_23243188_8 | DTEK KYIV REGIONAL GRIDS PRIVATE JOINT-STOCK COMPANY | Electricity | Запобіжник ПТ 111 10 10 У 1 | Høyspentsikring av type PC(t) 111 10 20 y1, 10kV, 10A? | Sikringer |  | Обладнання для класу напруги 0,4-20 |  |  | шт | 30
r_23243188_8 | DTEK KYIV REGIONAL GRIDS PRIVATE JOINT-STOCK COMPANY | Electricity | Запобіжник ПТ 111 10 16 У 1 | Høyspentsikring av type PC(t) 111 10 20 y1, 10kV, 16A? | Sikringer |  | Обладнання для класу напруги 0,4-20 |  |  | шт | 30
r_23243188_8 | DTEK KYIV REGIONAL GRIDS PRIVATE JOINT-STOCK COMPANY | Electricity | Запобіжник ПТ 111 10 20 У 1 | Høyspentsikring av type PC(t) 111 10 20 y1, 10kV, 20A? | Sikringer |  | Обладнання для класу напруги 0,4-20 |  |  | шт | 90
r_23243188_8 | DTEK KYIV REGIONAL GRIDS PRIVATE JOINT-STOCK COMPANY | Electricity | Запобіжник ПТ 111 10 31,5 У 1 | Høyspentsikring av type PC(t) 111 10 31,5 y1, 10kV, 31,5A? | Sikringer |  | Обладнання для класу напруги 0,4-20 |  |  | шт | 90
r_23243188_9 | DTEK KYIV REGIONAL GRIDS PRIVATE JOINT-STOCK COMPANY | Electricity | Затискач відгалуджувальний ЗВ 1.1.1 | Piercing clamp, klemme for å lage avgreining på isolert hengeledning | Linjemateriell |  | Обладнання для класу напруги 0,4-20 |  |  | шт | 3000
r_23243188_9 | DTEK KYIV REGIONAL GRIDS PRIVATE JOINT-STOCK COMPANY | Electricity | Затискач відгалужувальний ЗВ 1.1.4 | Piercing clamp, klemme for å lage avgreining på isolert hengeledning | Linjemateriell |  | Обладнання для класу напруги 0,4-20 |  |  | шт | 1000
r_23243188_9 | DTEK KYIV REGIONAL GRIDS PRIVATE JOINT-STOCK COMPANY | Electricity | Затискач відгалужувальний ЗВ 1.2.2 | Piercing clamp, klemme for å lage avgreining på isolert hengeledning | Linjemateriell |  | Обладнання для класу напруги 0,4-20 |  |  | шт | 6000
r_23243188_9 | DTEK KYIV REGIONAL GRIDS PRIVATE JOINT-STOCK COMPANY | Electricity | Затискач відгалужувальний ЗВ 1.2.3 | Piercing clamp, klemme for å lage avgreining på isolert hengeledning | Linjemateriell |  | Обладнання для класу напруги 0,4-20 |  |  | шт | 3000
r_23243188_9 | DTEK KYIV REGIONAL GRIDS PRIVATE JOINT-STOCK COMPANY | Electricity | Затискач натягальний ЗН 2.1 | Tension clam, brukt som anker for av greining på isolerte hengeledninger mot bygg eller kroker | Linjemateriell |  | Обладнання для класу напруги 0,4-20 |  |  | шт | 3000
r_23243188_9 | DTEK KYIV REGIONAL GRIDS PRIVATE JOINT-STOCK COMPANY | Electricity | Затискач натягальний ЗН 2.3 | Tension clam, brukt som anker for av greining på isolerte hengeledninger mot bygg eller kroker | Linjemateriell |  | Обладнання для класу напруги 0,4-20 |  |  | шт | 3000
r_23243188_9 | DTEK KYIV REGIONAL GRIDS PRIVATE JOINT-STOCK COMPANY | Electricity | Затискач натягальний ЗН 2.4 | Tension clam, brukt som anker for av greining på isolerte hengeledninger mot bygg eller kroker | Linjemateriell |  | Обладнання для класу напруги 0,4-20 |  |  | шт | 3000
r_23243188_9 | DTEK KYIV REGIONAL GRIDS PRIVATE JOINT-STOCK COMPANY | Electricity | Затискач натягальний ЗН 1.1 | Tension clam, brukt som anker for av greining på isolerte hengeledninger mot bygg eller kroker | Linjemateriell |  | Обладнання для класу напруги 0,4-20 |  |  | шт | 1500
r_23243188_9 | DTEK KYIV REGIONAL GRIDS PRIVATE JOINT-STOCK COMPANY | Electricity | Затискач натяжний РА 2870 | Wedge tension clamp, brukt som anker for isolert hengeledning | Linjemateriell |  | Обладнання для класу напруги 0,4-20 |  |  | шт | 1000
r_23243188_9 | DTEK KYIV REGIONAL GRIDS PRIVATE JOINT-STOCK COMPANY | Electricity | Затискач підтримувальний ЗП 3.1 | Support clamp? | Linjemateriell |  | Обладнання для класу напруги 0,4-20 |  |  | шт | 5000
r_23243188_9 | DTEK KYIV REGIONAL GRIDS PRIVATE JOINT-STOCK COMPANY | Electricity | Затискач плашечний ПА 1 1 | Koblingsklemme Al 10kV 16-35mm2 - to ledere | Linjemateriell |  | Обладнання для класу напруги 0,4-20 |  |  | шт | 1500
r_23243188_9 | DTEK KYIV REGIONAL GRIDS PRIVATE JOINT-STOCK COMPANY | Electricity | Затискач плашечний ПА 2 2 | Koblingsklemme Al 10kV 50-100mm2 - to ledere | Linjemateriell |  | Обладнання для класу напруги 0,4-20 |  |  | шт | 500
r_23243188_9 | DTEK KYIV REGIONAL GRIDS PRIVATE JOINT-STOCK COMPANY | Electricity | Затискач плашечний ПС 1 1 | Jordingsklemme galvanisert stål 5-8mm | Linjemateriell |  | Обладнання для класу напруги 0,4-20 |  |  | шт | 1500
r_23243188_9 | DTEK KYIV REGIONAL GRIDS PRIVATE JOINT-STOCK COMPANY | Electricity | Затискач плашечний ПС 2 1 | Jordingsklemme galvanisert stål 9-12mm | Linjemateriell |  | Обладнання для класу напруги 0,4-20 |  |  | шт | 1500
r_23243188_9 | DTEK KYIV REGIONAL GRIDS PRIVATE JOINT-STOCK COMPANY | Electricity | Затискач проколюючий TTD 301 | Klemme for sammenkobling av isolert kobber/aliminium linjer opp til 1 kV | Linjemateriell |  | Обладнання для класу напруги 0,4-20 |  |  | шт | 300
r_23243188_10 | DTEK KYIV REGIONAL GRIDS PRIVATE JOINT-STOCK COMPANY | Electricity | Ізолятор ИПТ 1/630 А 01 | Transformatorgjennomføring 1kV 630A porselenrør | Måletransformator |  | Обладнання для класу напруги 0,4-20 |  |  | шт | 50
r_23243188_10 | DTEK KYIV REGIONAL GRIDS PRIVATE JOINT-STOCK COMPANY | Electricity | Ізолятор ИПТВ 1/400 А 01 | Transformatorgjennomføring 1kV 400A | Måletransformator |  | Обладнання для класу напруги 0,4-20 |  |  | шт | 50
r_23243188_10 | DTEK KYIV REGIONAL GRIDS PRIVATE JOINT-STOCK COMPANY | Electricity | Ізолятор натяжний PSI 15 CE | Polymer isolator 10 kV | Linjemateriell |  | Обладнання для класу напруги 0,4-20 |  |  | шт | 1000
r_23243188_10 | DTEK KYIV REGIONAL GRIDS PRIVATE JOINT-STOCK COMPANY | Electricity | Ізолятор ПЛ підвісний ПС 70 Е | Glassisolator til hengekjede, 70 kN | Linjemateriell |  | Обладнання для класу напруги 0,4-20 |  |  | шт | 100
r_23243188_10 | DTEK KYIV REGIONAL GRIDS PRIVATE JOINT-STOCK COMPANY | Electricity | Ізолятор ПЛ штирьовий ШФ 20Г з ковпачком | Piggisolator 20 kV | Linjemateriell |  | Обладнання для класу напруги 0,4-20 |  |  | шт | 500
r_23243188_10 | DTEK KYIV REGIONAL GRIDS PRIVATE JOINT-STOCK COMPANY | Electricity | Ізолятор ПС опорний ИОР 10-7,5 | Isolator 10 kV | Linjemateriell |  | Обладнання для класу напруги 0,4-20 |  |  | шт | 100
r_23243188_11 | DTEK KYIV REGIONAL GRIDS PRIVATE JOINT-STOCK COMPANY | Electricity | Кабель силовий АВВГ 4х120 | Aliminumskabel, AVVG, 4 kjerner, tversnitt 120 | Kabelmateriell |  | Обладнання для класу напруги 0,4-20 |  |  | KM | 0.4
r_23243188_11 | DTEK KYIV REGIONAL GRIDS PRIVATE JOINT-STOCK COMPANY | Electricity | Кабель силовий АВВГ 4х50 | Aliminumskabel, AVVG, 4 kjerner, tversnitt 45 | Kabelmateriell |  | Обладнання для класу напруги 0,4-20 |  |  | KM | 0.4
r_23243188_11 | DTEK KYIV REGIONAL GRIDS PRIVATE JOINT-STOCK COMPANY | Electricity | Кабель силовий АВВГ 4х70 | Aliminumskabel, AVVG, 4 kjerner, tversnitt 70 | Kabelmateriell |  | Обладнання для класу напруги 0,4-20 |  |  | м | 1
r_23243188_11 | DTEK KYIV REGIONAL GRIDS PRIVATE JOINT-STOCK COMPANY | Electricity | Кабель силовий АСБ 10 3/185 | Armert aliminumskabel, type ASB, 10 kV, 3 kjerner, tversnitt 185 | Kabelmateriell |  | Обладнання для класу напруги 0,4-20 |  |  | KM | 20
r_23243188_11 | DTEK KYIV REGIONAL GRIDS PRIVATE JOINT-STOCK COMPANY | Electricity | Кабель силовий АСБ 10 3Х120 | Armert alimiunumskabel, type ASB, 10 kV, 3 kjerner, tversnitt 120 | Kabelmateriell |  | Обладнання для класу напруги 0,4-20 |  |  | KM | 20
r_23243188_11 | DTEK KYIV REGIONAL GRIDS PRIVATE JOINT-STOCK COMPANY | Electricity | Кабель силовий АСБ 10 3х240 | Armert alimiunumskabel, Type ASB, 10 kV, 3 kjerner, tversnitt 240 | Kabelmateriell |  | Обладнання для класу напруги 0,4-20 |  |  | KM | 30
r_23243188_11 | DTEK KYIV REGIONAL GRIDS PRIVATE JOINT-STOCK COMPANY | Electricity | Кабель силовий з ізоляцією із зшитого поліетилену 1х300 | Dobbeltarmert Kraftkabel med isolasjon av polyethylene, 300 | Kabelmateriell |  | Обладнання для класу напруги 0,4-20 |  |  | км | 135
r_23243188_11 | DTEK KYIV REGIONAL GRIDS PRIVATE JOINT-STOCK COMPANY | Electricity | Кабель силовий з ізоляцією із зшитого поліетилену 1х500 | Kraftkabel med isolasjon av polyethylene, 500 | Kabelmateriell |  | Обладнання для класу напруги 0,4-20 |  |  | км | 75
r_23243188_12 | DTEK KYIV REGIONAL GRIDS PRIVATE JOINT-STOCK COMPANY | Electricity | Компл.тимчас.заземлення (TTD 2-CC) | Jordingsklemme for isolert kabel 400V | Kabelmateriell |  | Обладнання для класу напруги 0,4-20 |  |  | шт | 600
r_23243188_13 | DTEK KYIV REGIONAL GRIDS PRIVATE JOINT-STOCK COMPANY | Electricity | Комплект муфт Е3UITH 12 120-240 | Endeavslutning enleder PEX 12kV | Linjemateriell |  | Обладнання для класу напруги 0,4-20 |  |  | шт | 100
r_23243188_14 | DTEK KYIV REGIONAL GRIDS PRIVATE JOINT-STOCK COMPANY | Electricity | Кріплення привода роз'єднувача РА2 З | Brakett for skillebryter | Bryter |  | Обладнання для класу напруги 0,4-20 |  |  | шт | 50
r_23243188_14 | DTEK KYIV REGIONAL GRIDS PRIVATE JOINT-STOCK COMPANY | Electricity | Кріплення роз'єднувача РА1 | Brakett for skillebryter | Bryter |  | Обладнання для класу напруги 0,4-20 |  |  | шт | 50
r_23243188_14 | DTEK KYIV REGIONAL GRIDS PRIVATE JOINT-STOCK COMPANY | Electricity | Кріплення укосу 10 кВ У2 в комплекті | Skråbrakett | Linjemateriell |  | Обладнання для класу напруги 0,4-20 |  |  | шт | 200
r_23243188_14 | DTEK KYIV REGIONAL GRIDS PRIVATE JOINT-STOCK COMPANY | Electricity | Кріплення укосу 0,4 кВ У1 в комплекті | Skråbrakett | Linjemateriell |  | Обладнання для класу напруги 0,4-20 |  |  | шт | 300
r_23243188_15 | DTEK KYIV REGIONAL GRIDS PRIVATE JOINT-STOCK COMPANY | Electricity | Круг стальний 16 мм | Stangstål 16mm | Linjemateriell |  | Обладнання для класу напруги 0,4-20 |  |  | т | 5
r_23243188_16 | DTEK KYIV REGIONAL GRIDS PRIVATE JOINT-STOCK COMPANY | Electricity | Масло трансформаторне Т 1500 | Transformatorolje av type T 1500 | Transformator/transformatormateriell |  | Обладнання для класу напруги 0,4-20 |  |  | т | 10
r_23243188_17 | DTEK KYIV REGIONAL GRIDS PRIVATE JOINT-STOCK COMPANY | Electricity | Муфта кабельна JUPTH 12 70-240 СМ | Kabelskjøt (Type JUPTH 12) 12kV til tversnitt 70/240 mm^2 | Kabelmateriell |  | Обладнання для класу напруги 0,4-20 |  |  | шт | 200
r_23243188_17 | DTEK KYIV REGIONAL GRIDS PRIVATE JOINT-STOCK COMPANY | Electricity | Муфта кабельна КВТП 10 150/240 (компл) | endemuffe (type 3STp-10-150/240) 10kV til tversnitt 150/240 mm^2 (comp?) | Kabelmateriell |  | Обладнання для класу напруги 0,4-20 |  |  | шт | 100
r_23243188_17 | DTEK KYIV REGIONAL GRIDS PRIVATE JOINT-STOCK COMPANY | Electricity | Муфта кабельна СТП 10 150/240(компл) | endemuffe (type 3STp-10-150/240) 10kV til tversnitt 150/240 mm^2 (comp?) | Kabelmateriell |  | Обладнання для класу напруги 0,4-20 |  |  | шт | 200
r_23243188_17 | DTEK KYIV REGIONAL GRIDS PRIVATE JOINT-STOCK COMPANY | Electricity | Муфта кабельна СТП 10 70/120 (комп) | endemuffe (type 3STp-10-70/120) 10kV til tversnitt 70/120 mm^2 (comp?) | Kabelmateriell |  | Обладнання для класу напруги 0,4-20 |  |  | шт | 200
r_23243188_18 | DTEK KYIV REGIONAL GRIDS PRIVATE JOINT-STOCK COMPANY | Electricity | Накінечник алюмінієвий 120 | Kabelsko til kabel med tverrsnitt 120 (spesifisert utført i aliminum) | Kabelmateriell |  | Обладнання для класу напруги 0,4-20 |  |  | шт | 400
r_23243188_18 | DTEK KYIV REGIONAL GRIDS PRIVATE JOINT-STOCK COMPANY | Electricity | Накінечник алюмінієвий 25 | Kabelsko til kabel med tverrsnitt 25 (spesifisert utført i aliminum) | Kabelmateriell |  | Обладнання для класу напруги 0,4-20 |  |  | шт | 400
r_23243188_18 | DTEK KYIV REGIONAL GRIDS PRIVATE JOINT-STOCK COMPANY | Electricity | Накінечник алюмінієвий 35 | Kabelsko til kabel med tverrsnitt 35 (spesifisert utført i aliminum) | Kabelmateriell |  | Обладнання для класу напруги 0,4-20 |  |  | шт | 700
r_23243188_18 | DTEK KYIV REGIONAL GRIDS PRIVATE JOINT-STOCK COMPANY | Electricity | Накінечник алюмінієвий 50 | Kabelsko til kabel med tverrsnitt 50 (spesifisert utført i aliminum) | Kabelmateriell |  | Обладнання для класу напруги 0,4-20 |  |  | шт | 700
r_23243188_18 | DTEK KYIV REGIONAL GRIDS PRIVATE JOINT-STOCK COMPANY | Electricity | Накінечник алюмінієвий 70 | Kabelsko til kabel med tverrsnitt 70 (spesifisert utført i aliminum) | Kabelmateriell |  | Обладнання для класу напруги 0,4-20 |  |  | шт | 400
r_23243188_18 | DTEK KYIV REGIONAL GRIDS PRIVATE JOINT-STOCK COMPANY | Electricity | Накінечник алюмінієвий 95 | Kabelsko til kabel med tverrsnitt 95 (spesifisert utført i aliminum) | Kabelmateriell |  | Обладнання для класу напруги 0,4-20 |  |  | шт | 400
r_23243188_18 | DTEK KYIV REGIONAL GRIDS PRIVATE JOINT-STOCK COMPANY | Electricity | Накінечник мідний 240 | Kabelsko til kabel med tverrsnitt 240 (spesifisert utført i kobber) | Kabelmateriell |  | Обладнання для класу напруги 0,4-20 |  |  | шт | 300
r_23243188_19 | DTEK KYIV REGIONAL GRIDS PRIVATE JOINT-STOCK COMPANY | Electricity | Обмежувач напруги ОПН 10 | Avleder 10 kV? | Avleder |  | Обладнання для класу напруги 0,4-20 |  |  | шт | 180
r_23243188_19 | DTEK KYIV REGIONAL GRIDS PRIVATE JOINT-STOCK COMPANY | Electricity | Обмежувач перенапруги ЕТІТЕС А 280/10 | Avleder 10 kv? | Avleder |  | Обладнання для класу напруги 0,4-20 |  |  | шт | 600
r_23243188_20 | DTEK KYIV REGIONAL GRIDS PRIVATE JOINT-STOCK COMPANY | Electricity | Опора залізобетонна ПЛ 0,4кв СВ 9,5-2,0 | Armert betong mast for linjer 0,4 Linjer? | Linjemateriell |  | Обладнання для класу напруги 0,4-20 |  |  | шт | 1000
r_23243188_20 | DTEK KYIV REGIONAL GRIDS PRIVATE JOINT-STOCK COMPANY | Electricity | Опора залізобетонна ПЛ-10 кВ СК-120-6 | Armert betong mast for linjer 10 Linjer? | Linjemateriell |  | Обладнання для класу напруги 0,4-20 |  |  | шт | 100
r_23243188_20 | DTEK KYIV REGIONAL GRIDS PRIVATE JOINT-STOCK COMPANY | Electricity | Опора залізобетонна ПЛ-10кв СВ-10,5-5.0 | Armert betong mast for linjer 10 Linjer? | Linjemateriell |  | Обладнання для класу напруги 0,4-20 |  |  | шт | 500
r_23243188_21 | DTEK KYIV REGIONAL GRIDS PRIVATE JOINT-STOCK COMPANY | Electricity | Привід до РЛНД | Motordrift til RLND? (RLND en type skillebryter 10 kV) | bryter |  | Обладнання для класу напруги 0,4-20 |  |  | шт | 50
r_23243188_22 | DTEK KYIV REGIONAL GRIDS PRIVATE JOINT-STOCK COMPANY | Electricity | Провід AAsXSn 1x50 | isolert hengeledning 1kV? | Linjemateriell |  | Обладнання для класу напруги 0,4-20 |  |  | KM | 200
r_23243188_22 | DTEK KYIV REGIONAL GRIDS PRIVATE JOINT-STOCK COMPANY | Electricity | Провід ізольований AAsXSn 1x70 | Aliminumsleder, isolert med ikke brennbar isolasjon | Linjemateriell |  | Обладнання для класу напруги 0,4-20 |  |  | KM | 200
r_23243188_22 | DTEK KYIV REGIONAL GRIDS PRIVATE JOINT-STOCK COMPANY | Electricity | Провід ізольований AAsXSn 1x95 | Aliminumsleder, isolert med ikke brennbar isolasjon | Linjemateriell |  | Обладнання для класу напруги 0,4-20 |  |  | KM | 200
r_23243188_22 | DTEK KYIV REGIONAL GRIDS PRIVATE JOINT-STOCK COMPANY | Electricity | Провід ізольований ASXSN 4х95 | Aliminumsleder, isolert med ikke brennbar isolasjon | Linjemateriell |  | Обладнання для класу напруги 0,4-20 |  |  | KM | 15
r_23243188_22 | DTEK KYIV REGIONAL GRIDS PRIVATE JOINT-STOCK COMPANY | Electricity | Провід ізольований СИПнг-5 2*16 | isolert hengeledning 1kV? | Linjemateriell |  | Обладнання для класу напруги 0,4-20 |  |  | KM | 5
r_23243188_22 | DTEK KYIV REGIONAL GRIDS PRIVATE JOINT-STOCK COMPANY | Electricity | Провід ізольований СИПнг-5 2х25 | isolert hengeledning 1kV? | Linjemateriell |  | Обладнання для класу напруги 0,4-20 |  |  | KM | 5
r_23243188_22 | DTEK KYIV REGIONAL GRIDS PRIVATE JOINT-STOCK COMPANY | Electricity | Провід ізольований СИПнг-5 4х16 | isolert hengeledning 1kV? | Linjemateriell |  | Обладнання для класу напруги 0,4-20 |  |  | KM | 10
r_23243188_22 | DTEK KYIV REGIONAL GRIDS PRIVATE JOINT-STOCK COMPANY | Electricity | Провід ізольований СИПнг-5 4х25 | isolert hengeledning 1kV? | Linjemateriell |  | Обладнання для класу напруги 0,4-20 |  |  | KM | 5
r_23243188_22 | DTEK KYIV REGIONAL GRIDS PRIVATE JOINT-STOCK COMPANY | Electricity | Провід ізольований СИПнг-5 4х50 | isolert hengeledning 1kV? | Linjemateriell |  | Обладнання для класу напруги 0,4-20 |  |  | KM | 90
r_23243188_22 | DTEK KYIV REGIONAL GRIDS PRIVATE JOINT-STOCK COMPANY | Electricity | Провід ізольований СИПнг-5 4х70 | isolert hengeledning 1kV? | Linjemateriell |  | Обладнання для класу напруги 0,4-20 |  |  | KM | 160
r_23243188_22 | DTEK KYIV REGIONAL GRIDS PRIVATE JOINT-STOCK COMPANY | Electricity | Провід ізольований СИПнг-5 4х95 | isolert hengeledning 1kV? | Linjemateriell |  | Обладнання для класу напруги 0,4-20 |  |  |  | 160
r_23243188_23 | DTEK KYIV REGIONAL GRIDS PRIVATE JOINT-STOCK COMPANY | Electricity | Роз'єднувач РЛНД 10/400 | Skillebryter av type RLND 10kv/400 A | Bryter |  | Обладнання для класу напруги 0,4-20 |  |  | шт | 20
r_23243188_23 | DTEK KYIV REGIONAL GRIDS PRIVATE JOINT-STOCK COMPANY | Electricity | Роз'єднувач РЛНД 10/630 | Skillebryter av type RLND 10kV/630 A | Bryter |  | Обладнання для класу напруги 0,4-20 |  |  | шт | 50
r_23243188_23 | DTEK KYIV REGIONAL GRIDS PRIVATE JOINT-STOCK COMPANY | Electricity | Роз'єднувач РЛНДЗ 10/400 | Skillebryter av type RLNDz 10kV/400 A | Bryter |  | Обладнання для класу напруги 0,4-20 |  |  | шт | 40
r_23243188_23 | DTEK KYIV REGIONAL GRIDS PRIVATE JOINT-STOCK COMPANY | Electricity | Роз'єднувач РЛНДз 10/630 | Skillebryter av type RLNDz 10kV/630 A | Bryter |  | Обладнання для класу напруги 0,4-20 |  |  | шт | 10
r_23243188_24 | DTEK KYIV REGIONAL GRIDS PRIVATE JOINT-STOCK COMPANY | Electricity | Рубильник ВР-32 400 А | Skillebryter av type BP-32 400 A, for 0,4 kV | Bryter |  | Обладнання для класу напруги 0,4-20 |  |  | шт | 50
r_23243188_24 | DTEK KYIV REGIONAL GRIDS PRIVATE JOINT-STOCK COMPANY | Electricity | Рубильник головного вводу РБ 250 А | Bryter 690V 250A | Bryter |  | Обладнання для класу напруги 0,4-20 |  |  | шт | 50
r_23243188_24 | DTEK KYIV REGIONAL GRIDS PRIVATE JOINT-STOCK COMPANY | Electricity | Рубильник РП С 250 | Skillebryter av type RPS 250 A, for 0,5 kV | Bryter |  | Обладнання для класу напруги 0,4-20 |  |  | шт | 20
r_23243188_24 | DTEK KYIV REGIONAL GRIDS PRIVATE JOINT-STOCK COMPANY | Electricity | Рубильник РПС 400 А | Skillebryter av type RPS 400 A, for 0,5 kV | Bryter |  | Обладнання для класу напруги 0,4-20 |  |  | шт | 20
r_23243188_24 | DTEK KYIV REGIONAL GRIDS PRIVATE JOINT-STOCK COMPANY | Electricity | Рубильник РПС 630 А | Skillebryter av type RPS 630 A, for 0,5 kV | Bryter |  | Обладнання для класу напруги 0,4-20 |  |  | шт | 10
r_23243188_25 | DTEK KYIV REGIONAL GRIDS PRIVATE JOINT-STOCK COMPANY | Electricity | Скрепа СКУ-20 | Stift SKU-20? | Linjemateriell |  | Обладнання для класу напруги 0,4-20 |  |  | шт | 10000
r_23243188_26 | DTEK KYIV REGIONAL GRIDS PRIVATE JOINT-STOCK COMPANY | Electricity | Стальна Труба 25х2,8 | Stålrør 25x2,8 | Linjemateriell |  | Обладнання для класу напруги 0,4-20 |  |  | т | 1.4
r_23243188_27 | DTEK KYIV REGIONAL GRIDS PRIVATE JOINT-STOCK COMPANY | Electricity | Стрічка бандажна INOX | Isolasjonstape | Linjemateriell |  | Обладнання для класу напруги 0,4-20 |  |  | м | 10000
r_23243188_28 | DTEK KYIV REGIONAL GRIDS PRIVATE JOINT-STOCK COMPANY | Electricity | Траверса 0,4кВ ТН-1 /3-штир./ | Travers 0,4kV TH-1 /3-pin./ | Linjemateriell |  | Обладнання для класу напруги 0,4-20 |  |  | шт | 300
r_23243188_28 | DTEK KYIV REGIONAL GRIDS PRIVATE JOINT-STOCK COMPANY | Electricity | Траверса 0,4кВ ТН-2 /2-штир./ | Travers 0,4kV TH-2 /2-pin./ | Linjemateriell |  | Обладнання для класу напруги 0,4-20 |  |  | шт | 300
r_23243188_28 | DTEK KYIV REGIONAL GRIDS PRIVATE JOINT-STOCK COMPANY | Electricity | Траверса 10 кВ ТС 1 (завищена) | Travers 10kV TC 1 | Linjemateriell |  | Обладнання для класу напруги 0,4-20 |  |  | шт | 50
r_23243188_28 | DTEK KYIV REGIONAL GRIDS PRIVATE JOINT-STOCK COMPANY | Electricity | Траверса 10кВ ТМ-1 /3-штир./ | Travers 10kV TM-1 /3-pin./ | Linjemateriell |  | Обладнання для класу напруги 0,4-20 |  |  | шт | 100
r_23243188_28 | DTEK KYIV REGIONAL GRIDS PRIVATE JOINT-STOCK COMPANY | Electricity | Траверса 10кВ ТМ-3 /6-штир./ | Travers 10kV TM-3 /6-pin./ | Linjemateriell |  | Обладнання для класу напруги 0,4-20 |  |  | шт | 100
r_23243188_28 | DTEK KYIV REGIONAL GRIDS PRIVATE JOINT-STOCK COMPANY | Electricity | Траверса ТМз 12 | Travers TMZ 12 | Linjemateriell |  | Обладнання для класу напруги 0,4-20 |  |  | шт | 100
r_23243188_28 | DTEK KYIV REGIONAL GRIDS PRIVATE JOINT-STOCK COMPANY | Electricity | Траверса ТМз 15 | Travers TMZ 15 | Linjemateriell |  | Обладнання для класу напруги 0,4-20 |  |  | шт | 100
r_23243188_29 | DTEK KYIV REGIONAL GRIDS PRIVATE JOINT-STOCK COMPANY | Electricity | Трансформатор силовий ТМГ 400-10/0,4/ОЗ/ | Distribusjonstrafo 10/0,4 kV 400 kVA | Transformator/transformatormateriell |  | Обладнання для класу напруги 0,4-20 |  |  | шт | 50
r_23243188_29 | DTEK KYIV REGIONAL GRIDS PRIVATE JOINT-STOCK COMPANY | Electricity | Трансформатор силовий ТМГ 630/10/0,4/ОЗ/ | Distribusjonstrafo 10/0,4 kV 630 kVA | Transformator/transformatormateriell |  | Обладнання для класу напруги 0,4-20 |  |  | шт | 40
r_23243188_29 | DTEK KYIV REGIONAL GRIDS PRIVATE JOINT-STOCK COMPANY | Electricity | Трансформатор силовий ТМГ160-10/0,4 /ОЗ/ | Distribusjonstrafo 10/0,4 kV 160 kVA | Transformator/transformatormateriell |  | Обладнання для класу напруги 0,4-20 |  |  | шт | 50
r_23243188_29 | DTEK KYIV REGIONAL GRIDS PRIVATE JOINT-STOCK COMPANY | Electricity | Трансформатор силовий ТМГ250-10/0,4 /ОЗ/ | Distribusjonstrafo 10/0,4 kV 250 kVA | Transformator/transformatormateriell |  | Обладнання для класу напруги 0,4-20 |  |  | шт | 50
r_23243188_30 | DTEK KYIV REGIONAL GRIDS PRIVATE JOINT-STOCK COMPANY | Electricity | Трубка гофрована 19/25 | Røret er korrugert 19/25 | Diverse utstyr og materiell |  | Обладнання для класу напруги 0,4-20 |  |  | м | 3000
r_23243188_30 | DTEK KYIV REGIONAL GRIDS PRIVATE JOINT-STOCK COMPANY | Electricity | Трубка гофрована 25/32 | Røret er korrugert 25/32 | Diverse utstyr og materiell |  | Обладнання для класу напруги 0,4-20 |  |  | м | 6000
r_23243188_31 | DTEK KYIV REGIONAL GRIDS PRIVATE JOINT-STOCK COMPANY | Electricity | Фарба ПФ 115 жовта | Maling PF 115 gul | Diverse utstyr og materiell |  | Обладнання для класу напруги 0,4-20 |  |  | кг | 25
r_23243188_31 | DTEK KYIV REGIONAL GRIDS PRIVATE JOINT-STOCK COMPANY | Electricity | Фарба ПФ 115 зелена | Maling PF 115 grønn | Diverse utstyr og materiell |  | Обладнання для класу напруги 0,4-20 |  |  | кг | 25
r_23243188_31 | DTEK KYIV REGIONAL GRIDS PRIVATE JOINT-STOCK COMPANY | Electricity | Фарба ПФ 115 сіра | Maling PF 115 grå | Diverse utstyr og materiell |  | Обладнання для класу напруги 0,4-20 |  |  | кг | 50
r_23243188_31 | DTEK KYIV REGIONAL GRIDS PRIVATE JOINT-STOCK COMPANY | Electricity | Фарба ПФ 115 червона | Maling PF 115 rød | Diverse utstyr og materiell |  | Обладнання для класу напруги 0,4-20 |  |  | кг | 25
r_23243188_31 | DTEK KYIV REGIONAL GRIDS PRIVATE JOINT-STOCK COMPANY | Electricity | Фарба ПФ 115 чорна | Maling PF 115 svart | Diverse utstyr og materiell |  | Обладнання для класу напруги 0,4-20 |  |  | кг | 100
r_23243188_32 | DTEK KYIV REGIONAL GRIDS PRIVATE JOINT-STOCK COMPANY | Electricity | Фіксатор дистанційний ФД 10 | Strips og feste for å montere isolert kabel til vegg av bygninger | Linjemateriell |  | Обладнання для класу напруги 0,4-20 |  |  | шт | 5000
r_23243188_33 | DTEK KYIV REGIONAL GRIDS PRIVATE JOINT-STOCK COMPANY | Electricity | Хомут кріплення траверси 10 кВ Х 1 в ком | Travers 10kV for mastetopp tre faser | Linjemateriell |  | Обладнання для класу напруги 0,4-20 |  |  | шт | 500
r_23243188_33 | DTEK KYIV REGIONAL GRIDS PRIVATE JOINT-STOCK COMPANY | Electricity | Хомут кріплення траверси н/в Х 11 | Festeklemme for travers | Linjemateriell |  | Обладнання для класу напруги 0,4-20 |  |  | шт | 600
r_23243188_34 | DTEK KYIV REGIONAL GRIDS PRIVATE JOINT-STOCK COMPANY | Electricity | щоглова ТП 250/10/0,4 (комплект) з опорами | Trafokiosk 10/0,4 kV, 200 kVA | Trafo/bryterkiosk |  | Обладнання для класу напруги 0,4-20 |  |  | компл | 100
r_23243188_35 | DTEK KYIV REGIONAL GRIDS PRIVATE JOINT-STOCK COMPANY | Electricity | Шафа КТПМ -160/10/0,4 | Trafokiosk 10/0,4 kV, 160 kVA | Trafo/bryterkiosk |  | Обладнання для класу напруги 0,4-20 |  |  | шт | 50
r_23243188_36 | DTEK KYIV REGIONAL GRIDS PRIVATE JOINT-STOCK COMPANY | Electricity | Штир заземлення | jordspyd | Linjemateriell |  | Обладнання для класу напруги 0,4-20 |  |  | шт | 2000
r_23243188_37 | DTEK KYIV REGIONAL GRIDS PRIVATE JOINT-STOCK COMPANY | Electricity | КТПГС 630 кВА | Transformatorkiosk, av type KTPGS-630 (630 kVA, 10 kVog 6 kV) | Trafo/bryterkiosk |  | Обладнання для класу напруги 0,4-20 |  |  | шт | 15
r_23243188_37 | DTEK KYIV REGIONAL GRIDS PRIVATE JOINT-STOCK COMPANY | Electricity | КТПГС 400 кВА | Transformatorkiosk, av type KTPGS-400 (400 kVA, 10 kVog 6 kV) | Trafo/bryterkiosk |  | Обладнання для класу напруги 0,4-20 |  |  | шт | 10
r_23243188_38 | DTEK KYIV REGIONAL GRIDS PRIVATE JOINT-STOCK COMPANY | Electricity | Трансформатор силовий двохобмотковий, аналог ТДН-10000 35/10 кВ | Krafttransformator 35/10 kV, 10 MVA | Transformator/transformatormateriell |  | Для відновлювальних робіт на обладнанні розподільчих пристроїв 35 кВ: |  |  | шт | 4
r_23243188_38 | DTEK KYIV REGIONAL GRIDS PRIVATE JOINT-STOCK COMPANY | Electricity | Трансформатор силовий двохобмотковий, аналог ТДН-6300 35/10 кВ | Krafttransformator 35/10 kV, 6,3 MVA | Transformator/transformatormateriell |  | Для відновлювальних робіт на обладнанні розподільчих пристроїв 35 кВ: |  |  | шт. | 4
r_23243188_38 | DTEK KYIV REGIONAL GRIDS PRIVATE JOINT-STOCK COMPANY | Electricity | Трансформатор силовий двохобмотковий, аналог ТДН-4000 35/10 кВ | Krafttransformator 35/10 kV, 4 MVA | Transformator/transformatormateriell |  | Для відновлювальних робіт на обладнанні розподільчих пристроїв 35 кВ: |  |  | шт. | 2
r_23243188_39 | DTEK KYIV REGIONAL GRIDS PRIVATE JOINT-STOCK COMPANY | Electricity | Вимикач вакуумний 35 кВ, 1000А, 16 кА з пружинним приводом, живлення змінний струм 220 в | Vakuumbryter på 35 kV, 1000A, 16 kA med fjærdrift, strømforsyning med vekselstrøm på 220 V | Bryter |  | Для відновлювальних робіт на обладнанні розподільчих пристроїв 35 кВ: |  |  | шт. | 15
r_23243188_40 | DTEK KYIV REGIONAL GRIDS PRIVATE JOINT-STOCK COMPANY | Electricity | Роз'єднувач 35 кВ 1000 А з двома заземлюючими ножами, що не потребує обслуговування весь термін служби | 35 kV 1000 A skillebryter med to jordingskniver | Bryter |  | Для відновлювальних робіт на обладнанні розподільчих пристроїв 35 кВ: |  |  | шт. | 10
r_23243188_41 | DTEK KYIV REGIONAL GRIDS PRIVATE JOINT-STOCK COMPANY | Electricity | Трансформатори струму 35 кВ з літою ізоляцією 100/5, кількість вторинних обмоток 3 шт: 10Р/10Р/0,5 S | 35 kV strømtransformatorer med støpt isolasjon 100/5, antall sekundærviklinger 3 stk: 10P / 10P / 0,5 S | Måletransformator |  | Для відновлювальних робіт на обладнанні розподільчих пристроїв 35 кВ: |  |  | шт. | 9
r_23243188_41 | DTEK KYIV REGIONAL GRIDS PRIVATE JOINT-STOCK COMPANY | Electricity | Трансформатори струму 35 кВ з літою ізоляцією 200/5, кількість вторинних обмоток 3 шт: 10Р/10Р/0,5 S | 35 kV strømtransformatorer med støpt isolasjon 200/5, antall sekundærviklinger 3 stk: 10P / 10P / 0,5 S | Måletransformator |  | Для відновлювальних робіт на обладнанні розподільчих пристроїв 35 кВ: |  |  | шт. | 9
r_23243188_41 | DTEK KYIV REGIONAL GRIDS PRIVATE JOINT-STOCK COMPANY | Electricity | Трансформатор напруги 35 кВ з літою ізоляцією | spenningstransformator 35 kV med instøpt isolasjon | Måletransformator |  | Для відновлювальних робіт на обладнанні розподільчих пристроїв 35 кВ: |  |  | шт | 9
r_23243188_42 | DTEK KYIV REGIONAL GRIDS PRIVATE JOINT-STOCK COMPANY | Electricity | Обмежувач перенапруги 35 кВ Ur=40,5 кВ | overspenningsavleder 35kV, Ur=40,5 | Avleder |  | Для відновлювальних робіт на обладнанні розподільчих пристроїв 35 кВ: |  |  | шт. | 60
r_23243188_43 | DTEK KYIV REGIONAL GRIDS PRIVATE JOINT-STOCK COMPANY | Electricity | Комплектний розподльчий пристрій (КРПЗ) 35 кВ у складі: дві секції з секційним вимикачем. На кожній секції - шість комірок (кабельний ввод, ввод трансформатору, ТН)+ місце під одну резевну комірку | Komplett koblingsanlegg (KRPZ) 35 kV bestående av: to seksjoner med seksjonsbryter. I hver seksjon - seks celler (kabelinngang, transformatorinngang, HV) + plass til en reservecelle | Bryter |  | Для відновлювальних робіт на обладнанні розподільчих пристроїв 35 кВ: |  |  | шт. | 2
r_23243188_43 | DTEK KYIV REGIONAL GRIDS PRIVATE JOINT-STOCK COMPANY | Electricity | Комплектний розподльчий пристрій (КРПЗ) 10 кВ у складі: дві секції з секційним вимикачем. На кожній секції - вісімнадцять комірок (ввод трансформатору на 2500А, ТН, ТСН, комірки відхоящіх ліній на 1000 А) | Komplett koblingsanlegg (KRPZ) 10 kV bestående av: to seksjoner med seksjonsbryter. På hver seksjon - 18 celler (inngang fra transformator på 2500A, TN, TSN, celler til linjeavganger på 1000 A) | Bryter |  | Для відновлювальних робіт на обладнанні розподільчих пристроїв 6-10 кВ: |  |  | компл. | 2
r_23243188_43 | DTEK KYIV REGIONAL GRIDS PRIVATE JOINT-STOCK COMPANY | Electricity | Комплектний розподльчий пристрій (КРПЗ) 10 кВ у складі: дві секції з секційним вимикачем. На кожній секції - дванадцять комірок (ввод трансформатору на 1000А, ТН, ТСН, комірки відхоящіх ліній на 630 А) | Komplett koblingsanlegg (KRPZ) 10 kV bestående av: to seksjoner med seksjonsbryter. På hver seksjon - 12 celler (inngang fra transformator på 1000A), TN, TSN, celler til linjeavganger på 630 A) | Bryter |  | Для відновлювальних робіт на обладнанні розподільчих пристроїв 6-10 кВ: |  |  | компл. | 4
r_23243188_44 | DTEK KYIV REGIONAL GRIDS PRIVATE JOINT-STOCK COMPANY | Electricity | Трансформатор силовий ТДТН-63000 110/35/10 | Krafttransformator 110/35/10kV, 10 MVA | Transformator/transformatormateriell |  | Для відновлювальних робіт на обладнанні розподільчих пристроїв 6-10 кВ: |  |  | шт. | 2
r_23243188_44 | DTEK KYIV REGIONAL GRIDS PRIVATE JOINT-STOCK COMPANY | Electricity | Трансформатор силовий ТДТН-40000 110/10/10 | Krafttransformator 110/10/10kV, 40 MVA | Transformator/transformatormateriell |  | Для відновлювальних робіт на обладнанні розподільчих пристроїв 6-10 кВ: |  |  | шт. | 4
r_23243188_44 | DTEK KYIV REGIONAL GRIDS PRIVATE JOINT-STOCK COMPANY | Electricity | Трансформатор силовий ТРДН-25000 110/10/10 | Krafttransformator 110/10/10kV, 25 MVA | Transformator/transformatormateriell |  | Для відновлювальних робіт на обладнанні розподільчих пристроїв 6-10 кВ: |  |  | шт. | 2
r_23243188_44 | DTEK KYIV REGIONAL GRIDS PRIVATE JOINT-STOCK COMPANY | Electricity | Трансформатор силовий ТДН-6300 110/6 | Krafttransformator 100/6kV, 6,3 MVA | Transformator/transformatormateriell |  | Для відновлювальних робіт на обладнанні розподільчих пристроїв 6-10 кВ: |  |  | шт. | 2
r_23243188_45 | DTEK KYIV REGIONAL GRIDS PRIVATE JOINT-STOCK COMPANY | Electricity | Елегазовий вимикач 110 кВ 1000 А 40 кА | effektbryter for 110 kV 1000A 40 kA | Bryter |  | Для відновлювальних робіт на обладнанні розподільчих пристроїв 6-10 кВ: |  |  | шт. | 12
r_23243188_46 | DTEK KYIV REGIONAL GRIDS PRIVATE JOINT-STOCK COMPANY | Electricity | Трансформатор струму 110 кВ 600/5, кількість вторинних обмоток 5 шт: 10Р/10Р/10Р/10Р/0,5 S | Strømtransformatorer 110 kV 600/5, antall sekundærviklinger 5 stykker: 10P, 10P, 10P,10P , 0,5S | Måletransformator |  | Для відновлювальних робіт на обладнанні розподільчих пристроїв 6-10 кВ: |  |  | шт. | 6
r_23243188_46 | DTEK KYIV REGIONAL GRIDS PRIVATE JOINT-STOCK COMPANY | Electricity | Трансформатор струму 110 кВ 100/5, кількість вторинних обмоток 5 шт: 10Р/10Р/10Р/10Р/0,5 S | Strømtransformatorer 110 kV 100/5, antall sekundærviklinger 5 stykker: 10P, 10P, 10P,10P , 0,5S | Måletransformator |  | Для відновлювальних робіт на обладнанні розподільчих пристроїв 6-10 кВ: |  |  | шт. | 6
r_23243188_47 | DTEK KYIV REGIONAL GRIDS PRIVATE JOINT-STOCK COMPANY | Electricity | Трансформатор напруги 110 кВ | 110 kV spenningstransformator | Måletransformator |  | Для відновлювальних робіт на обладнанні розподільчих пристроїв 6-10 кВ: |  |  | шт. | 6
r_23243188_48 | DTEK KYIV REGIONAL GRIDS PRIVATE JOINT-STOCK COMPANY | Electricity | Розєднувач 110 кВ 1000 А з двома заземлюючими ножами | Skillebryter med 2 jordkniver for 110 kV 1000A | Bryter |  | Для відновлювальних робіт на обладнанні розподільчих пристроїв 6-10 кВ: |  |  | шт. | 12
r_23243188_49 | DTEK KYIV REGIONAL GRIDS PRIVATE JOINT-STOCK COMPANY | Electricity | Провід АС-50 | uisolert feral med tversnitt 50 mm | Linjemateriell |  | Для відновлювання ліній 35-110 кВ |  |  | т. | 0.1
r_23243188_49 | DTEK KYIV REGIONAL GRIDS PRIVATE JOINT-STOCK COMPANY | Electricity | Провід АС-70 | uisolert feral med tversnitt 70 mm | Linjemateriell |  | Для відновлювання ліній 35-110 кВ |  |  | т. | 0.15
r_23243188_49 | DTEK KYIV REGIONAL GRIDS PRIVATE JOINT-STOCK COMPANY | Electricity | Провід АС-95 | uisolert feral med tversnitt 95 mm | Linjemateriell |  | Для відновлювання ліній 35-110 кВ |  |  | т. | 0.27
r_23243188_49 | DTEK KYIV REGIONAL GRIDS PRIVATE JOINT-STOCK COMPANY | Electricity | Провід АС-120 | uisolert feral med tversnitt 120 mm | Linjemateriell |  | Для відновлювання ліній 35-110 кВ |  |  | т. | 0.35
r_23243188_49 | DTEK KYIV REGIONAL GRIDS PRIVATE JOINT-STOCK COMPANY | Electricity | Провід АС-150 | uisolert feral med tversnitt 150 mm | Linjemateriell |  | Для відновлювання ліній 35-110 кВ |  |  | т. | 0.2
r_23243188_49 | DTEK KYIV REGIONAL GRIDS PRIVATE JOINT-STOCK COMPANY | Electricity | Провід АС-185 | uisolert feral med tversnitt 185 mm | Linjemateriell |  | Для відновлювання ліній 35-110 кВ |  |  | т. | 0.25
r_23243188_49 | DTEK KYIV REGIONAL GRIDS PRIVATE JOINT-STOCK COMPANY | Electricity | Провід АС-240 | uisolert feral med tversnitt 240 mm | Linjemateriell |  | Для відновлювання ліній 35-110 кВ |  |  | т. | 0.3
r_23243188_49 | DTEK KYIV REGIONAL GRIDS PRIVATE JOINT-STOCK COMPANY | Electricity | Провід АС-400 | uisolert feral med tversnitt 400 mm | Linjemateriell |  | Для відновлювання ліній 35-110 кВ |  |  | т. | 0.4
r_23243188_50 | DTEK KYIV REGIONAL GRIDS PRIVATE JOINT-STOCK COMPANY | Electricity | Плашковий зажим ПА-1 | klemme til tråd med Ø5,1 til 9,1 mm | Linjemateriell |  | Для відновлювання ліній 35-110 кВ |  |  | шт. | 50
r_23243188_50 | DTEK KYIV REGIONAL GRIDS PRIVATE JOINT-STOCK COMPANY | Electricity | Плашковий зажим ПА-2 | klemme til tråd med Ø9,6 til 11,4 mm | Linjemateriell |  | Для відновлювання ліній 35-110 кВ |  |  | шт. | 100
r_23243188_50 | DTEK KYIV REGIONAL GRIDS PRIVATE JOINT-STOCK COMPANY | Electricity | Плашковий зажим ПА-3 | klemme til tråd med Ø12,3 til 14,0 mm | Linjemateriell |  | Для відновлювання ліній 35-110 кВ |  |  | шт. | 100
r_23243188_50 | DTEK KYIV REGIONAL GRIDS PRIVATE JOINT-STOCK COMPANY | Electricity | Плашковий зажим ПА-4 | klemme til tråd med Ø15.5 til 20 mm | Linjemateriell |  | Для відновлювання ліній 35-110 кВ |  |  | шт. | 50
r_23243188_51 | DTEK KYIV REGIONAL GRIDS PRIVATE JOINT-STOCK COMPANY | Electricity | СОАС - 50 | Vriskjøt Al | Linjemateriell |  | Для відновлювання ліній 35-110 кВ |  |  | шт. | 20
r_23243188_51 | DTEK KYIV REGIONAL GRIDS PRIVATE JOINT-STOCK COMPANY | Electricity | СОАС - 70 | Vriskjøt Al | Linjemateriell |  | Для відновлювання ліній 35-110 кВ |  |  | шт. | 40
r_23243188_51 | DTEK KYIV REGIONAL GRIDS PRIVATE JOINT-STOCK COMPANY | Electricity | СОАС - 95 | Vriskjøt Al | Linjemateriell |  | Для відновлювання ліній 35-110 кВ |  |  | шт. | 40
r_23243188_51 | DTEK KYIV REGIONAL GRIDS PRIVATE JOINT-STOCK COMPANY | Electricity | СОАС - 120 | Vriskjøt Al | Linjemateriell |  | Для відновлювання ліній 35-110 кВ |  |  | шт. | 40
r_23243188_51 | DTEK KYIV REGIONAL GRIDS PRIVATE JOINT-STOCK COMPANY | Electricity | СОАС - 150 | Vriskjøt Al | Linjemateriell |  | Для відновлювання ліній 35-110 кВ |  |  | шт. | 30
r_23243188_51 | DTEK KYIV REGIONAL GRIDS PRIVATE JOINT-STOCK COMPANY | Electricity | СОАС - 185 | Vriskjøt Al | Linjemateriell |  | Для відновлювання ліній 35-110 кВ |  |  | шт. | 30
r_23243188_52 | DTEK KYIV REGIONAL GRIDS PRIVATE JOINT-STOCK COMPANY | Electricity | САС -240 | Skjøt for Al-liner? | Linjemateriell |  | Для відновлювання ліній 35-110 кВ |  |  | шт. | 60
r_23243188_52 | DTEK KYIV REGIONAL GRIDS PRIVATE JOINT-STOCK COMPANY | Electricity | САС -400 | Skjøt for Al-liner? | Linjemateriell |  | Для відновлювання ліній 35-110 кВ |  |  | шт. | 20
r_23243188_53 | DTEK KYIV REGIONAL GRIDS PRIVATE JOINT-STOCK COMPANY | Electricity | Ізолятори скляні ПС-70 | Hengende glassisolator type PS 70kN | Linjemateriell |  | Для відновлювання ліній 35-110 кВ |  |  | шт. | 700
r_23243188_53 | DTEK KYIV REGIONAL GRIDS PRIVATE JOINT-STOCK COMPANY | Electricity | Ізолятори скляні ПС-120 | Hengende glassisolator type PS 120kN | Linjemateriell |  | Для відновлювання ліній 35-110 кВ |  |  | шт. | 250
r_30019775_3 | SC UKRGASVYDOBUVANNYA | Gas | Мобільні мачти освітлення | Mobil lysmast | Diverse utstyr og materiell |  |  |  |  | шт | 250
r_30019775_4 | SC UKRGASVYDOBUVANNYA | Gas | Супутникові телефони | Satellitt telefon | Diverse utstyr og materiell |  |  |  |  | шт | 50
r_30019775_5 | SC UKRGASVYDOBUVANNYA | Gas | Блоки безперебійного живлення 3-6 кВт | UPS 3-6 kW | Diverse utstyr og materiell |  |  |  |  | шт | 60
r_30019775_7 | SC UKRGASVYDOBUVANNYA | Gas | Комплекти супутникового інтернету (StarLink) | Starlink satellite internet kits? | Diverse utstyr og materiell |  |  |  |  | компл. | 15
r_30019775_8 | SC UKRGASVYDOBUVANNYA | Gas | Рації | Radio/walkie-talkie, rekkevidde 10-20 km | Diverse utstyr og materiell |  | 10-20 км |  |  | шт | 360
r_30019775_9 | SC UKRGASVYDOBUVANNYA | Gas | Ліхтарі вибухобезпечного виконання | Ekspolsjonsikre lommelykt? | Diverse utstyr og materiell |  |  |  |  | шт | 600
r_30019775_10 | SC UKRGASVYDOBUVANNYA | Gas | Акумулятори | Gelebatteri 12V, 150A | batteri |  | гелеві, 12В, 150А |  |  | шт | 250
r_00130926_1 | PJSC ZAPORIZHOBLENERGO | Electricity | wire | leder | Linjemateriell | AC-185/24 | Equipment for high voltage networks |  |  | km | 20
r_00130926_1 | PJSC ZAPORIZHOBLENERGO | Electricity | wire | leder | Linjemateriell | AC-300/39 | Equipment for high voltage networks |  |  | km | 5
r_00130926_1 | PJSC ZAPORIZHOBLENERGO | Electricity | wire | leder | Linjemateriell | AC-95/16 | Equipment for high voltage networks |  |  | km | 15
r_00130926_1 | PJSC ZAPORIZHOBLENERGO | Electricity | wire | leder | Linjemateriell | AC-120/19 | Equipment for high voltage networks |  |  | km | 15
r_00130926_2 | PJSC ZAPORIZHOBLENERGO | Electricity | insulators | Isolator 150 kV, 120 kN, linært oppheng | Linjemateriell | LCC 120 / 150-2 | Equipment for high voltage networks |  |  | pcs | 120
r_00130926_2 | PJSC ZAPORIZHOBLENERGO | Electricity | insulators | Isolator 150 kV, 160 kN, linært oppheng | Linjemateriell | LCC 160 / 150-2 | Equipment for high voltage networks |  |  | pcs | 40
r_00130926_2 | PJSC ZAPORIZHOBLENERGO | Electricity | insulators | Isolator 35 kV, 70 kN, linært oppheng | Linjemateriell | LCC 70 / 35-2 | Equipment for high voltage networks |  |  | pcs | 200
r_00130926_3 | PJSC ZAPORIZHOBLENERGO | Electricity | Clamps | Spot clamp, sammenfestning av uisolerte ledninger | Linjemateriell | PA-4-1 | Equipment for high voltage networks |  |  | pcs | 100
r_00130926_3 | PJSC ZAPORIZHOBLENERGO | Electricity | Clamps | Spot clamp, sammenfestning av uisolerte ledninger | Linjemateriell | PA-5-1 | Equipment for high voltage networks |  |  | pcs | 40
r_00130926_3 | PJSC ZAPORIZHOBLENERGO | Electricity | Clamps | Spot clamp, sammenfestning av uisolerte ledninger | Linjemateriell | PA-3-2 | Equipment for high voltage networks |  |  | pcs | 100
r_00130926_4 | PJSC ZAPORIZHOBLENERGO | Electricity | connectors | Vriskjøt Al | Linjemateriell | SOAS-185-3 | Equipment for high voltage networks |  |  | pcs | 60
r_00130926_4 | PJSC ZAPORIZHOBLENERGO | Electricity | connectors | Vriskjøt Al | Linjemateriell | SOAS-95-3 | Equipment for high voltage networks |  |  | pcs | 100
r_00130926_4 | PJSC ZAPORIZHOBLENERGO | Electricity | connectors | Vriskjøt Al | Linjemateriell | SOAS-120-3 | Equipment for high voltage networks |  |  | pcs | 100
r_00130926_5 | PJSC ZAPORIZHOBLENERGO | Electricity | wire | leder | Linjemateriell | AC-50 | Equipment for distributive networks |  |  | km | 110
r_00130926_5 | PJSC ZAPORIZHOBLENERGO | Electricity | wire | leder | Linjemateriell | AC-35 | Equipment for distributive networks |  |  | km | 110
r_00130926_5 | PJSC ZAPORIZHOBLENERGO | Electricity | wire | isolert hengeledning 1kV? | Linjemateriell | SIP 5ng 4 * 50 | Equipment for distributive networks |  |  | km | 40
r_00130926_5 | PJSC ZAPORIZHOBLENERGO | Electricity | wire | isolert hengeledning 1kV? | Linjemateriell | SIP 5ng 4 * 70 | Equipment for distributive networks |  |  | km | 40
r_00130926_6 | PJSC ZAPORIZHOBLENERGO | Electricity | insulators | Piggisolator 20 kV | Linjemateriell | SHF-20 with caps | Equipment for distributive networks |  |  | pcs | 6000
r_00130926_6 | PJSC ZAPORIZHOBLENERGO | Electricity | insulators | Piggisolator 20 kV | Linjemateriell | TF-20 with caps | Equipment for distributive networks |  |  | pcs | 4000
r_00130926_7 | PJSC ZAPORIZHOBLENERGO | Electricity | transformers power | Distribusjonstrafo 10/0,4 kV | Transformator/transformatormateriell | TMG-10 / 0.4 100 kVA | Equipment for distributive networks |  |  | pcs | 10
r_00130926_7 | PJSC ZAPORIZHOBLENERGO | Electricity | transformers power | Distribusjonstrafo 10/0,4 kV | Transformator/transformatormateriell | TMG-10 / 0.4 160 kVA | Equipment for distributive networks |  |  | pcs | 10
r_00130926_7 | PJSC ZAPORIZHOBLENERGO | Electricity | transformers power | Distribusjonstrafo 10/0,4 kV | Transformator/transformatormateriell | TMG-10 / 0.4 250 kVA | Equipment for distributive networks |  |  | pcs | 10
r_00130926_8 | PJSC ZAPORIZHOBLENERGO | Electricity | KTP cabinets | Kabinett fra KTP | Trafo/bryterkiosk |  | Equipment for distributive networks |  |  | pcs | 20
r_00130926_9 | PJSC ZAPORIZHOBLENERGO | Electricity | fittings for installation of SIP | Montasje materiell for Isolert hengende ledning 1kV? | Linjemateriell | GHSO 16 hook | Equipment for distributive networks |  |  | pcs | 2700
r_00130926_9 | PJSC ZAPORIZHOBLENERGO | Electricity | fittings for installation of SIP | Montasje materiell for Isolert hengende ledning 1kV? | Linjemateriell | Clamp anchor GUKо1 | Equipment for distributive networks |  |  | pcs | 960
r_00130926_9 | PJSC ZAPORIZHOBLENERGO | Electricity | fittings for installation of SIP | Montasje materiell for Isolert hengende ledning 1kV? | Linjemateriell | Clamp TTD 151 | Equipment for distributive networks |  |  | pcs | 8000
r_00130926_9 | PJSC ZAPORIZHOBLENERGO | Electricity | fittings for installation of SIP | Montasje materiell for Isolert hengende ledning 1kV? | Linjemateriell | TTD 201FA clamp | Equipment for distributive networks |  |  | pcs | 1300
r_00130926_9 | PJSC ZAPORIZHOBLENERGO | Electricity | fittings for installation of SIP | Montasje materiell for Isolert hengende ledning 1kV? | Linjemateriell | MJPT 50 clamp is connecting | Equipment for distributive networks |  |  | pcs | 1300
r_00130926_9 | PJSC ZAPORIZHOBLENERGO | Electricity | fittings for installation of SIP | Montasje materiell for Isolert hengende ledning 1kV? | Linjemateriell | PSP 122 TRA clamp | Equipment for distributive networks |  |  | pcs | 1600
r_00130926_9 | PJSC ZAPORIZHOBLENERGO | Electricity | fittings for installation of SIP | Montasje materiell for Isolert hengende ledning 1kV? | Linjemateriell | bandage tape | Equipment for distributive networks |  |  | m | 8000
r_00130926_9 | PJSC ZAPORIZHOBLENERGO | Electricity | fittings for installation of SIP | Montasje materiell for Isolert hengende ledning 1kV? | Linjemateriell | bracket for bandage tapes | Equipment for distributive networks |  |  | pcs | 8000
r_00130926_10 | PJSC ZAPORIZHOBLENERGO | Electricity | fuses | Knivsikring, 380 V, 160 A | Sikringer | Fuse PN-22-100-00 UHLZ 160A copper | Equipment for distributive networks |  |  | pcs | 450
r_00130926_10 | PJSC ZAPORIZHOBLENERGO | Electricity | fuses | Knivsikring, 380 V, 160 A | Sikringer | Fuse PN-22-200-00 UHLZ 160A copper | Equipment for distributive networks |  |  | pcs | 600
r_00130926_10 | PJSC ZAPORIZHOBLENERGO | Electricity | fuses | Knivsikring, 380 V, 160 A | Sikringer | Fuse PN-22-200-00 UHLZ 160A copper | Equipment for distributive networks |  |  | pcs | 600
r_00130926_10 | PJSC ZAPORIZHOBLENERGO | Electricity | fuses | Høyspentsikring av type PT-011, 10 kV, 16 A | Sikringer | Fuse PT-011-10-16-31,5 U3 brass | Equipment for distributive networks |  |  | pcs | 600
r_00130926_10 | PJSC ZAPORIZHOBLENERGO | Electricity | fuses | Høyspentsikring av type PT-011, 10 kV, 20 A | Sikringer | Fuse PT-011-10-20-31,5 U3 brass | Equipment for distributive networks |  |  | pcs | 450
r_00130926_10 | PJSC ZAPORIZHOBLENERGO | Electricity | fuses | Høyspentsikring av type PT-011, 10 kV, 16 A | Sikringer | Fuse PT-011-10-16-31,5 U3 brass | Equipment for distributive networks |  |  | pcs | 450
r_00130926_11 | PJSC ZAPORIZHOBLENERGO | Electricity | switches automatic | Automatsikting 160 A, spenning? | Sikringer | switches automatic 160A | Equipment for distributive networks |  |  | pcs | 550
r_00130926_11 | PJSC ZAPORIZHOBLENERGO | Electricity | switches automatic | Automatsikting 200 A, spenning? | Sikringer | switches automatic 200A | Equipment for distributive networks |  |  | pcs | 550
r_00130926_12 | PJSC ZAPORIZHOBLENERGO | Electricity | risers | Stigeledning? | Linjemateriell | SV 9.5 | Equipment for distributive networks |  |  | pcs | 1000
r_00130926_12 | PJSC ZAPORIZHOBLENERGO | Electricity | risers | Stigeledning? | Linjemateriell | SV 10.5 | Equipment for distributive networks |  |  | pcs | 1000
r_00130926_12 | PJSC ZAPORIZHOBLENERGO | Electricity | risers | Stigeledning? | Linjemateriell | SK-26 | Equipment for distributive networks |  |  | pcs | 50
r_00130926_43 | PJSC ZAPORIZHOBLENERGO | Electricity | Рація | Radio/walkie-talkie, rekkevidde 50 km | Diverse utstyr og materiell |  | З покриттям до 50 км |  |  | шт | 60
r_00130926_44 | PJSC ZAPORIZHOBLENERGO | Electricity | Генератор | Generator. 40 kW | Strømaggregat |  | Потужністю 40 кВт |  |  | шт | 2
r_00130926_45 | PJSC ZAPORIZHOBLENERGO | Electricity | Генератор однофазний | Enfase generator, ikke mindre enn 2,8 kW | Strømaggregat |  | Потужністю не менше 2,8 кВт |  |  | шт | 20
r_00131713_1 | DTEK Odessa Electric Grids | Electricity | Дизель генератор JCB G (або аналог) на шасі | Dieselgenerator JCB G (eller lignende) på chassiset , 250 kW | Strømaggregat |  | Потужність 250 кВт |  |  | шт | 2
r_00131713_2 | DTEK Odessa Electric Grids | Electricity | Дизель генератор JCB G (або аналог) на шасі | Dieselgenerator JCB G (eller lignende) på chassiset , 400 kW | Strømaggregat |  | Потужність 400 кВт |  |  | шт | 2
r_00131245_1 | VUHLEHIRSKA HPP OF "TSENTRENERHO" PJSC | Electricity | Бульдозер DRESTA | Motor til en spesifikk bulldoser? | Kjøretøy/Maskiner | Двигун (QSX-15) 785-12-0209 (1502672H91)(ТД-25) |  |  |  | од. | 1

## Gass og Kull
Vanlig brukt i Norge | Kanskje brukt |  | Usikkert | Sivilforsvaret | [10 empty] | summary table for partners
Request ID | company (beneficiary) | equipment type: gas electric .... | name of equipment | Kommentar | Materiell type | components | characteristics | url where to buy | provider | type of units (units of measurement) | units | delivery time (TO) | status: not purchased on the road received | comments / notes
r_30019775_1 | SC UKRGASVYDOBUVANNYA | Gas | Інгібітор гідратоутворення (метанол) | [6 empty] | т | 4000
r_30019775_2 | SC UKRGASVYDOBUVANNYA | Gas | Мобільні ДЕС |  |  |  | Потужність -5-20кВт |  |  | шт | 155
r_30019775_3 | SC UKRGASVYDOBUVANNYA | Gas | Мобільні мачти освітлення | Mobil lysmast | Diverse utstyr og materiell |  |  |  |  | шт | 250
r_30019775_4 | SC UKRGASVYDOBUVANNYA | Gas | Супутникові телефони | Satellitt telefon | Diverse utstyr og materiell |  |  |  |  | шт | 50
r_30019775_5 | SC UKRGASVYDOBUVANNYA | Gas | Блоки безперебійного живлення 3-6 кВт | UPS 3-6 kW | Diverse utstyr og materiell |  |  |  |  | шт | 60
r_30019775_6 | SC UKRGASVYDOBUVANNYA | Gas | Мережеві сховища NAS QNAP | [6 empty] | шт | 30
r_30019775_7 | SC UKRGASVYDOBUVANNYA | Gas | Комплекти супутникового інтернету (StarLink) | Starlink satellite internet kits? | Diverse utstyr og materiell |  |  |  |  | компл. | 15
r_30019775_8 | SC UKRGASVYDOBUVANNYA | Gas | Рації | Radio/walkie-talkie, rekkevidde 10-20 km | Diverse utstyr og materiell |  | 10-20 км |  |  | шт | 360
r_30019775_9 | SC UKRGASVYDOBUVANNYA | Gas | Ліхтарі вибухобезпечного виконання | Ekspolsjonsikre lommelykt? | Diverse utstyr og materiell |  |  |  |  | шт | 600
r_30019775_10 | SC UKRGASVYDOBUVANNYA | Gas | Акумулятори | Gelebatteri 12V, 150A | batteri |  | гелеві, 12В, 150А |  |  | шт | 250
r_42795490_1 | GAS TSO OF UKRAINE LLC | Gas | Larsen tongue with installation equipment |  |  |  | https://www.shutterstock.com/image-photo/worker-helmet-sets-spacing-belt-pit-1533693182 https://drive.google.com/file/d/1Zr7K5VXFQTDkntpcxS_6L9AFq25Q43cX/view?usp=sharing https://drive.google.com/file/d/10NBIygTBSIo6EsBPczJM3gLR-oAwsFaj/view?usp=sharing https://drive.google.com/file/d/1qpE2SSHHFeV0bjvyMtVx_H-ecnPpOKgz/view?usp=sharing |  |  | m.r. | 60
r_42795490_2 | GAS TSO OF UKRAINE LLC | Gas | Locking rubber bullet for pipeline
r_42795490_3 | GAS TSO OF UKRAINE LLC | Gas | Emergency kit STOPKIT (for elimination of leakages under pressure) |  |  | DN100 | For application on pipelines in order to eliminate leakages under pressure up to 75 kgf/cm2 and at a temperature of -20 to +80 degrees Celsius https://drive.google.com/file/d/10X5OWPQM9zKCT4afT5Ot7-5rsDts67j-/view?usp=sharing https://www.3xeng.com |  |  | piece | 5
r_42795490_3 | GAS TSO OF UKRAINE LLC | Gas | Emergency kit STOPKIT (for elimination of leakages under pressure) |  |  | DN150 | same description |  |  | piece | 5
r_42795490_3 | GAS TSO OF UKRAINE LLC | Gas | Emergency kit STOPKIT (for elimination of leakages under pressure) |  |  | DN200 | same description |  |  | piece | 5
r_42795490_3 | GAS TSO OF UKRAINE LLC | Gas | Emergency kit STOPKIT (for elimination of leakages under pressure) |  |  | DN250 | same description |  |  | piece | 5
r_42795490_3 | GAS TSO OF UKRAINE LLC | Gas | Emergency kit STOPKIT (for elimination of leakages under pressure) |  |  | DN300 | same description |  |  | piece | 5
r_42795490_3 | GAS TSO OF UKRAINE LLC | Gas | Emergency kit STOPKIT (for elimination of leakages under pressure) |  |  | DN350 | same description |  |  | piece | 5
r_42795490_3 | GAS TSO OF UKRAINE LLC | Gas | Emergency kit STOPKIT (for elimination of leakages under pressure) |  |  | DN400 | same description |  |  | piece | 5
r_42795490_3 | GAS TSO OF UKRAINE LLC | Gas | Emergency kit STOPKIT (for elimination of leakages under pressure) |  |  | DN500 | same description |  |  | piece | 5
r_42795490_3 | GAS TSO OF UKRAINE LLC | Gas | Emergency kit STOPKIT (for elimination of leakages under pressure) |  |  | DN700 | same description |  |  | piece | 5
r_42795490_3 | GAS TSO OF UKRAINE LLC | Gas | Emergency kit STOPKIT (for elimination of leakages under pressure) |  |  | DN800 | same description |  |  | piece | 5
r_42795490_3 | GAS TSO OF UKRAINE LLC | Gas | Emergency kit STOPKIT (for elimination of leakages under pressure) |  |  | DN1000 | same description |  |  | piece | 5
r_42795490_3 | GAS TSO OF UKRAINE LLC | Gas | Emergency kit STOPKIT (for elimination of leakages under pressure) |  |  | DN1200 | same description |  |  | piece | 5
r_42795490_3 | GAS TSO OF UKRAINE LLC | Gas | Emergency kit STOPKIT (for elimination of leakages under pressure) |  |  | DN1400 | same description |  |  | piece | 5
r_42795490_3 | GAS TSO OF UKRAINE LLC | Gas | Emergency coupling (repair coupling, repair clamp) |  |  | DN350 | Temporary equipment for sealing of a place of a leakage, that is applied on pipelines that haveworking pressure up to 75 kgf/cm2 https://drive.google.com/file/d/1mAbiPQ2EjLksMyx01BuE7udc2ijwLDEA/view?usp=sharing https://romacon.ru/wp-content/uploads/2020/05/petro.pdf |  |  | piece | 3
r_42795490_3 | GAS TSO OF UKRAINE LLC | Gas | Emergency coupling (repair coupling, repair clamp) |  |  | DN400 | same description |  |  | piece | 3
r_42795490_3 | GAS TSO OF UKRAINE LLC | Gas | Emergency coupling (repair coupling, repair clamp) |  |  | DN500 | same description |  |  | piece | 3
r_42795490_3 | GAS TSO OF UKRAINE LLC | Gas | Emergency coupling (repair coupling, repair clamp) |  |  | DN700 | same description |  |  | piece | 3
r_42795490_3 | GAS TSO OF UKRAINE LLC | Gas | Emergency coupling (repair coupling, repair clamp) |  |  | DN800 | same description |  |  | piece | 3
r_42795490_3 | GAS TSO OF UKRAINE LLC | Gas | Emergency coupling (repair coupling, repair clamp) |  |  | DN1000 | same description |  |  | piece | 3
r_42795490_3 | GAS TSO OF UKRAINE LLC | Gas | Emergency coupling (repair coupling, repair clamp) |  |  | DN1200 | same description |  |  | piece | 3
r_42795490_3 | GAS TSO OF UKRAINE LLC | Gas | Emergency coupling (repair coupling, repair clamp) |  |  | DN1400 | same description |  |  | piece | 3
r_42795490_4 | GAS TSO OF UKRAINE LLC | Gas | Machine for plasma cutting of pipes |  |  | Plasma cutting machine | Cutting thickness (low carbon steel) not less than 30 mm, voltage 380 V |  |  | piece | 30
r_42795490_4 | GAS TSO OF UKRAINE LLC | Gas | Machine for plasma cutting of pipes |  |  | Air compressor | Productivity (air)- not less than 300 l/ min, working pressure (air) - not less than 8 bar, supply voltage - 380V or 220V |  |  | piece | 30 |  |  | see in detail in "equipment_detailed"
r_42795490_4 | GAS TSO OF UKRAINE LLC | Gas | Machine for plasma cutting of pipes |  |  | Orbital plasma cutting machine for cutting pipes | For cutting pipes with diameter 457-1524 mm, supply voltage - not higher than 36V (adapter 220V) |  |  | piece | 30 |  |  | see in detail in "equipment_detailed"
r_42795490_4 | GAS TSO OF UKRAINE LLC | Gas | Machine for plasma cutting of pipes |  |  | Diesel generator 380V or 220V, 12-13 kWА |  |  |  | piece | 30
r_42795490_5 | GAS TSO OF UKRAINE LLC | Gas | Welding electrodes |  |  |  | 2,5mm |  | Böhler Fox EV50; OK 5370; Kobelco LB | kg | 2500
r_42795490_5 | GAS TSO OF UKRAINE LLC | Gas | Welding electrodes |  |  |  | 3,2 mm |  | same | kg | 4000
r_42795490_5 | GAS TSO OF UKRAINE LLC | Gas | Welding electrodes |  |  |  | 4,0 mm |  | same | kg | 6500
r_42795490_5 | GAS TSO OF UKRAINE LLC | Gas | Welding electrodes |  |  |  | Kessel 5520 Mod 4,0 mm |  | same | kg | 4500
r_42795490_6 | GAS TSO OF UKRAINE LLC | Gas | Mobile nitrogen compressor station |  |  |  | https://drive.google.com/file/d/1XGtzSxwv1BHVYBlorPypsDj4SefCXyTU/view?usp=sharing 1. Purpose: To obtain explosion proof gas mixture from the atmosphere ; 2. Produced based on the a reciprocating and /or screw compressor and a diesel drive with a gas distribution unit based on hollow fibrous polymer membranes; 3. Volumetric productivity on nitrogen mix - not less than 25nm3/min .; 4. Final / nominal excess pressure not less/not more - 0,8/2,5 (8/25) MPa (kgf / cm2) |  |  | piece | 2
r_42795490_7 | GAS TSO OF UKRAINE LLC | Gas | Equipment for cutting a section of pipelines under pressure |  |  | DN700 | Purpose: To cut a section of the pipeline under pressure Equipment for mounting on pipelines http://www.aau.com.ua/ru/assets/content/documents/docs/%D0%9E%D0%B1%D0%BE%D1%80%D1%83%D0%B4%D0%BE%D0%B2%D0%B0%D0%BD%D0%B8%D0%B5%20STOPPLE.pdf https://drive.google.com/file/d/1BRYl_l312NaxpNhQRu1YvkYQcuPQpiFT/view?usp=sharing |  |  | piece | 1 |  |  | Purpose: To cut a section of the pipeline under pressure в комплекті з додатковими засувками та заглушками - 10 штук
r_42795490_7 | GAS TSO OF UKRAINE LLC | Gas | Equipment for cutting a section of pipelines under pressure |  |  | DN1000 | same description |  |  | piece | 1 |  |  | same
r_42795490_7 | GAS TSO OF UKRAINE LLC | Gas | Equipment for cutting a section of pipelines under pressure |  |  | DN1200 | same description |  |  | piece | 1 |  |  | same
r_42795490_7 | GAS TSO OF UKRAINE LLC | Gas | Equipment for cutting a section of pipelines under pressure |  |  | DN1400 | same description |  |  | piece | 1 |  |  | same
r_42795490_8 | GAS TSO OF UKRAINE LLC | Gas | Mobile lighting tower | Lyskaster | Diverse utstyr og materiell | Sivilforsvaret | Available in 3 models depending on the light output required: 30W: 7200 lumens - Two heads 50W: 12,000 lumens - Two heads 100W: 24,000 lumens - Two heads • Strong die-cast aluminium casing with stainless steel fitting • Strong die-cast aluminium casing with stainless steel fitting • Designed for industrial applications • Toughened glass lens • IP65 Rated • Slim design • Double light head supplied with 2.2m tripod stan | http://s-status.com.ua/ua/osvitlyuvalne-obladnannya/osvitlyuvalna-machta-solaris-megastar-lite.html http://www.xdmast.com/product/LightingMast/2019-07-17/179.html https://nightsearcher.co.uk/en/category/site-lights/product/linkstar-twin.html |  | piece | 40
r_42795490_9 | GAS TSO OF UKRAINE LLC | Gas | Lifting airbags with a set of equipment |  |  |  | Load capacity - not less than 67 tonnes Lifting height - not less than 500mm Dimentions - 950x950 https://drive.google.com/file/d/1RrVXSz-IejBnIeDbWdh_wZYduOKzPOj8/view?usp=sharing | https://vetter.de/branchenloesungen/notfallpneumatik/hebekissen/s.-tec-12-lifting-bags-12-bar/ |  | piece | 30
r_42795490_10 | GAS TSO OF UKRAINE LLC | Gas | Two-chain external skid DEOVALIZER |  |  | DN400 | https://drive.google.com/file/d/1QbYycI9tk-Xfy8EQLrXJqQxqTB7Dcd2o/view?usp=sharing | https://svartech.com.ua/g40719508-tsentrator-dvumya-tsepyami |  | piece | 26
r_42795490_10 | GAS TSO OF UKRAINE LLC | Gas | Two-chain external skid DEOVALIZER |  |  | DN500 | same description | https://svartech.com.ua/g40719508-tsentrator-dvumya-tsepyami |  | piece | 26
r_42795490_10 | GAS TSO OF UKRAINE LLC | Gas | Two-chain external skid DEOVALIZER |  |  | DN700 | same description | https://svartech.com.ua/g40719508-tsentrator-dvumya-tsepyami |  | piece | 26
r_42795490_10 | GAS TSO OF UKRAINE LLC | Gas | Two-chain external skid DEOVALIZER |  |  | DN800 | same description | https://svartech.com.ua/g40719508-tsentrator-dvumya-tsepyami |  | piece | 26
r_42795490_10 | GAS TSO OF UKRAINE LLC | Gas | Two-chain external skid DEOVALIZER |  |  | DN1000 | same description | https://svartech.com.ua/g40719508-tsentrator-dvumya-tsepyami |  | piece | 26
r_42795490_10 | GAS TSO OF UKRAINE LLC | Gas | Two-chain external skid DEOVALIZER |  |  | DN1200 | same description | https://svartech.com.ua/g40719508-tsentrator-dvumya-tsepyami |  | piece | 26
r_42795490_10 | GAS TSO OF UKRAINE LLC | Gas | Two-chain external skid DEOVALIZER |  |  | DN1400 | same description | https://svartech.com.ua/g40719508-tsentrator-dvumya-tsepyami |  | piece | 26
r_42795490_11 | GAS TSO OF UKRAINE LLC | Gas | Single-chain external skid DEOVALIZER with two support screws |  |  | DN400 | https://drive.google.com/file/d/1zH-8Jm7BONQVhDulBIpA0W_ux4v2B3eB/view?usp=sharing |  |  | piece | 26
r_42795490_11 | GAS TSO OF UKRAINE LLC | Gas | Single-chain external skid DEOVALIZER with two support screws |  |  | DN500 | same description |  |  | piece | 26
r_42795490_11 | GAS TSO OF UKRAINE LLC | Gas | Single-chain external skid DEOVALIZER with two support screws |  |  | DN700 | same description |  |  | piece | 26
r_42795490_11 | GAS TSO OF UKRAINE LLC | Gas | Single-chain external skid DEOVALIZER with two support screws |  |  | DN800 | same description |  |  | piece | 26
r_42795490_11 | GAS TSO OF UKRAINE LLC | Gas | Single-chain external skid DEOVALIZER with two support screws |  |  | DN1000 | same description |  |  | piece | 26
r_42795490_11 | GAS TSO OF UKRAINE LLC | Gas | Single-chain external skid DEOVALIZER with two support screws |  |  | DN1200 | same description |  |  | piece | 26
r_42795490_11 | GAS TSO OF UKRAINE LLC | Gas | Single-chain external skid DEOVALIZER with two support screws |  |  | DN1400 | same description |  |  | piece | 26
r_42795490_12 | GAS TSO OF UKRAINE LLC | Gas | Газовий генератор 8 rDN | Gassgenerator 8 kW | Strømaggregat |  | Для резепвного електропостачання https://drive.google.com/file/d/12x1aoLS9uJRItxfYR6kC2t8Se22M1rks/view?usp=sharing | https://220volt.com.ua/generator-gazovij-generac-6269-8kw/ |  | piece | 20
r_42795490_13 | GAS TSO OF UKRAINE LLC | Gas | Обладнання для безвогневої врізки в газопровід | Utstyr for brannfri innføring i rørledningen |  |  | Обладнання забезпечує проведення врізки під тиском, без зупинки транспортування газу, для приєднання газопроводів відводів через рівнопрохідний кульовий кран до основного газопроводу (кран забезпечується Замовником), а саме: Зовнішній діаметр основного газопроводу, мм від 159 до 1420 Товщина стінки основного газопроводу, мм від 6 до 32 Максимальний робочий тиск, при якому буде здійснюватися врізка в основний газопровід, кгс/см2 75 Специфікації Е320: Діапазон врізки .......... 3”- 20”(76.2мм - 508мм) Відстань борштанги .... 66” (1676.4 мм) Приблизна вага .....580 фунтів (264 кг) Дизельний двигун Гідравлічний насос Ілюстрація: https://drive.google.com/file/d/1rVsGSOaw82PQLFE6FpPbNGnsyaaEEjLS/view?usp=sharing |  |  | piece | 2
r_42795490_14 | GAS TSO OF UKRAINE LLC | Gas | Мобільна компресорна установка | Mobil kompressorinstallasjon |  |  | 1.Призначення: Для перекачування природного газу монтується на шасі автомобіля колісною формулою 8х8 або на шасі напівпричепа забезпеченого автомобілем тягачем колісною формулою 6х6; 2.Продуктивність: -при тиску на вході надлишковому 55 бар, не менше - 57 000 нм³/год.; - при тиску на вході надлишковому 3 бар, не менше - 1 000 нм³/год.; 3. Тиск на вході - 3-55 бар Ілюстрація: https://drive.google.com/file/d/1O0aMit-ULMsW6NuyWEgZkdRNYuQyJ9n6/view?usp=sharing |  |  | piece | 1
r_42795490_15 | GAS TSO OF UKRAINE LLC | Gas | Water-lowering installations |  |  |  | Водознижуюча установка з приводом від дизельного двигуна та додатковим обладнанням повинна забезпечувати вертикальне або горизонтальне зниження рівня води в ґрунтах різних категорій і ступеня водонасичення, з можливістю самовсмоктування та перекачування води, суміші води і повітря в місцях виконання локальних ремонтів магістральних газопроводів для забезпечення безпечної роботи. Продуктивність насоса, не менше – 180 м³/год.; Висота всмоктування, не менше – 8,5м; Ілюстрація: https://drive.google.com/file/d/1xlSbMAQybPGDk6fJmyRRgfJ30LFHzEUk/view?usp=sharing |  |  | piece | 2
r_42795490_16 | GAS TSO OF UKRAINE LLC | Gas | Мобільна АГРС | Mobil AGRS |  | Продуктивність: 3000 м3/год Рвх-75 бар Рвих 3-12 бар | Для можливості відновлення газопостачання споживачів на час проведення аварійно-відновлювальних робіт на ГРС Ілюстрація: https://drive.google.com/file/d/12N3JqJcxgJROpSlT2yEN62keCNjQTCZh/view?usp=sharing |  | Pietro Fiorentini, Valveitalia. Tartarini або аналоги | piece | 4
r_42795490_16 | GAS TSO OF UKRAINE LLC | Gas | Мобільна АГРС | Mobil AGRS |  | Продуктивність: 5000 м3/год Рвх-75 бар Рвих 3-12 бар | same description |  | same | piece | 4
r_42795490_16 | GAS TSO OF UKRAINE LLC | Gas | Мобільна АГРС | Mobil AGRS |  | Продуктивність: 10000 м3/год Рвх-75 бар Рвих 3-12 бар | same description |  | same | piece | 4
r_42795490_16 | GAS TSO OF UKRAINE LLC | Gas | Мобільна АГРС | Mobil AGRS |  | Продуктивність: 30000 м3/год Рвх-75 бар Рвих 3-12 бар | same description |  | same | piece | 4
r_39307323_8 | DTEK ENERGY (coal) | Electricity | Diesel generator Matari MR70 - 68kW |  | Strømaggregat |  |  |  | Poland, Turkey, China, USA, Europe | pcs. | 2.00 |  |  | Temporary supply of voltage and compressed air to the control systems of lifting machines to ensure the lifting of people from the mine in case of a power outage, incl. stuck in the trunk in the lifting vessel. Specifications are attached.
r_39307323_9 | DTEK ENERGY (coal) | Electricity | Piston compressor Aircast СБ4/Ф-500.LT 100-11,0 - 11kW | Stempelkompressor |  |  |  |  | Poland, Turkey, China, USA, Europe | pcs. | 2.00 |  |  | Temporary supply of voltage and compressed air to the control systems of lifting machines to ensure the lifting of people from the mine in case of a power outage, incl. stuck in the trunk in the lifting vessel. Specifications are attached.
r_39307323_10 | DTEK ENERGY (coal) | Electricity | Frequency converter 55 kW | [5 empty] | Poland, Turkey, China, USA, Europe | pcs. | 2.00 |  |  | Temporary supply of voltage and compressed air to the control systems of lifting machines to ensure the lifting of people from the mine in case of a power outage, incl. stuck in the trunk in the lifting vessel. Specifications are attached.
r_39307323_11 | DTEK ENERGY (coal) | Electricity | Diesel generator 75 kW | Dieselgenerator | Strømaggregat |  |  |  | Poland, Turkey, China, USA, Europe | pcs. | 2.00 |  |  | Temporary supply of voltage and compressed air to the control systems of lifting machines to ensure the lifting of people from the mine in case of a power outage, incl. stuck in the trunk in the lifting vessel. Specifications are attached.
r_39307323_12 | DTEK ENERGY (coal) | Electricity | Diesel generator Старт АД 60-Т400 - 60 kW - not produced | Dieselgenerator | Strømaggregat |  |  |  | Poland, Turkey, China, USA, Europe | pcs. | 1.00 |  |  | Temporary supply of voltage and compressed air to the control systems of lifting machines to ensure the lifting of people from the mine in case of a power outage, incl. stuck in the trunk in the lifting vessel. Specifications are attached.
r_39307323_13 | DTEK ENERGY (coal) | Electricity | Piston compressor AIRCAST СБ4/Ф-500.LT100, 1400 liters/min, 7.5 kW | Kompressor | Diverse utstyr og materiell |  |  |  | Poland, Turkey, China, USA, Europe | pcs. | 1.00 |  |  | Temporary supply of voltage and compressed air to the control systems of lifting machines to ensure the lifting of people from the mine in case of a power outage, incl. stuck in the trunk in the lifting vessel. Specifications are attached.
r_39307323_14 | DTEK ENERGY (coal) | Electricity | Diesel generator Matari MR 110; 105 kW | Dieselgenerator | Strømaggregat |  |  |  | Poland, Turkey, China, USA, Europe | pcs. | 1.00 |  |  | Temporary supply of voltage and compressed air to the control systems of lifting machines to ensure the lifting of people from the mine in case of a power outage, incl. stuck in the trunk in the lifting vessel. Specifications are attached.
r_39307323_14 | DTEK ENERGY (coal) | Electricity | Diesel generator Matari MR 55; 55 kW | Dieselgenerator | Strømaggregat |  |  |  | Poland, Turkey, China, USA, Europe | pcs. | 1.00 |  |  | Temporary supply of voltage and compressed air to the control systems of lifting machines to ensure the lifting of people from the mine in case of a power outage, incl. stuck in the trunk in the lifting vessel. Specifications are attached.
r_39307323_15 | DTEK ENERGY (coal) | Electricity | Compressor Matari M100 F75-3; 7,5 kW | Kompressor | Diverse utstyr og materiell |  |  |  | Poland, Turkey, China, USA, Europe | pcs. | 1.00 |  |  | Temporary supply of voltage and compressed air to the control systems of lifting machines to ensure the lifting of people from the mine in case of a power outage, incl. stuck in the trunk in the lifting vessel. Specifications are attached.
r_39307323_16 | DTEK ENERGY (coal) | Electricity | Diesel generator Matari MR 18; 20 kW | Dieselgenerator | Strømaggregat |  |  |  | Poland, Turkey, China, USA, Europe | pcs. | 1.00 |  |  | Temporary supply of voltage and compressed air to the control systems of lifting machines to ensure the lifting of people from the mine in case of a power outage, incl. stuck in the trunk in the lifting vessel. Specifications are attached.
r_39307323_16 | DTEK ENERGY (coal) | Electricity | Diesel generator Matary MR 110 | Dieselgenerator | Strømaggregat |  |  |  | Poland, Turkey, China, USA, Europe | pcs. | 1.00 |  |  | Temporary supply of voltage and compressed air to the control systems of lifting machines to ensure the lifting of people from the mine in case of a power outage, incl. stuck in the trunk in the lifting vessel. Specifications are attached.
r_39307323_16 | DTEK ENERGY (coal) | Electricity | Diesel generator Matari MR 55; 55 kW | Dieselgenerator | Strømaggregat |  |  |  | Poland, Turkey, China, USA, Europe | pcs. | 1.00 |  |  | Temporary supply of voltage and compressed air to the control systems of lifting machines to ensure the lifting of people from the mine in case of a power outage, incl. stuck in the trunk in the lifting vessel. Specifications are attached.
r_39307323_16 | DTEK ENERGY (coal) | Electricity | Diesel generator Matari MR 55; 55 kW | Dieselgenerator | Strømaggregat |  |  |  | Poland, Turkey, China, USA, Europe | pcs. | 1.00 |  |  | Temporary supply of voltage and compressed air to the control systems of lifting machines to ensure the lifting of people from the mine in case of a power outage, incl. stuck in the trunk in the lifting vessel. Specifications are attached.
r_39307323_16 | DTEK ENERGY (coal) | Electricity | Diesel generator Konner&Sohnen KS 14-2DE ATSR | Dieselgenerator | Strømaggregat |  |  |  | Poland, Turkey, China, USA, Europe | pcs. | 2.00 |  |  | Temporary supply of voltage and compressed air to the control systems of lifting machines to ensure the lifting of people from the mine in case of a power outage, incl. stuck in the trunk in the lifting vessel. Specifications are attached.
r_39307323_17 | DTEK ENERGY (coal) | Electricity | GenSet MPM 15/400 IC-L designed to provide electricity РУ-0.4kV | Generaatorsett | Strømaggregat |  |  |  | Poland, Turkey, China, USA, Europe | pcs. | 14.00 |  |  | Temporary supply of voltage and compressed air to the control systems of lifting machines to ensure the lifting of people from the mine in case of a power outage, incl. stuck in the trunk in the lifting vessel. Specifications are attached.
r_39307323_18 | DTEK ENERGY (coal) | Electricity | The diesel generator is intended for providing with power of RU-0.4 kV of the building of the lifting car in case of complete disappearance of power supply from power system. |  | Strømaggregat |  |  |  | Poland, Turkey, China, USA, Europe | pcs. | 1.00 |  |  | Temporary supply of voltage and compressed air to the control systems of lifting machines to ensure the lifting of people from the mine in case of a power outage, incl. stuck in the trunk in the lifting vessel. Specifications are attached.
r_39307323_19 | DTEK ENERGY (coal) | Electricity | 3-Phase Diesel Generator 380V 40kW | Dieselgenerator | Strømaggregat |  |  |  | Poland, Turkey, China, USA, Europe | pcs. | 1.00 |  |  | Temporary supply of voltage and compressed air to the control systems of lifting machines to ensure the lifting of people from the mine in case of a power outage, incl. stuck in the trunk in the lifting vessel. Specifications are attached.
r_39307323_19 | DTEK ENERGY (coal) | Electricity | 3-Phase Diesel Generator 380V 50kW | Dieselgenerator | Strømaggregat |  |  |  | Poland, Turkey, China, USA, Europe | pcs. | 1.00 |  |  | Temporary supply of voltage and compressed air to the control systems of lifting machines to ensure the lifting of people from the mine in case of a power outage, incl. stuck in the trunk in the lifting vessel. Specifications are attached.
r_39307323_19 | DTEK ENERGY (coal) | Electricity | 3-Phase Diesel Generator 380V 38kW | Dieselgenerator | Strømaggregat |  |  |  | Poland, Turkey, China, USA, Europe | pcs. | 1.00 |  |  | Temporary supply of voltage and compressed air to the control systems of lifting machines to ensure the lifting of people from the mine in case of a power outage, incl. stuck in the trunk in the lifting vessel. Specifications are attached.
r_39307323_20 | DTEK ENERGY (coal) | Electricity | MECHANICAL CONNECTION SMT VINT | [5 empty] | Europe, China, USA | КМП | 460.00 |  |  | For stitching belt conveyors involved in the transportation of coal.
r_39307323_21 | DTEK ENERGY (coal) | Electricity | CUTTER ZRW 7.80 | [5 empty] | Germany, China, Poland, Europe | pcs. | 1624.83 |  |  | Cutting tool for shearers that perform coal mining work.
r_39307323_22 | DTEK ENERGY (coal) | Electricity | CUTTER ЗР 5-80 | [5 empty] | Germany, China, Poland, Europe | pcs. | 1002.33 |  |  | Cutting tool for shearers that perform coal mining work.
r_39307323_22 | DTEK ENERGY (coal) | Electricity | CUTTER ЗР 7.80 | [5 empty] | Germany, China, Poland, Europe | pcs. | 3190.67 |  |  | Cutting tool for shearers that perform coal mining work.
r_39307323_22 | DTEK ENERGY (coal) | Electricity | CUTTER ЗР4.80/18 ТМ | [5 empty] | Germany, China, Poland, Europe | pcs. | 14358.00 |  |  | Cutting tool for shearers that perform coal mining work.
r_39307323_22 | DTEK ENERGY (coal) | Electricity | CUTTER ЗР 1.48 | [5 empty] | Germany, China, Poland, Europe | pcs. | 1368.67 |  |  | Cutting tool for shearers that perform coal mining work.
r_39307323_23 | DTEK ENERGY (coal) | Electricity | POLYMER CAPSULE 25/300У | [5 empty] | Germany, China, Poland, Europe | pcs. | 47228.83 |  |  | For mine workings: fastening of mine workings
r_39307323_23 | DTEK ENERGY (coal) | Electricity | POLYMER CAPSULE 25/600Н | [5 empty] | Germany, China, Poland, Europe | pcs. | 100667.33 |  |  | For mine workings: fastening of mine workings
r_39307323_23 | DTEK ENERGY (coal) | Electricity | POLYMER CAPSULE COMBINE 25/700К | [5 empty] | Germany, China, Poland, Europe | pcs. | 13754.50 |  |  | For mine workings: fastening of mine workings
r_39307323_24 | DTEK ENERGY (coal) | Electricity | IRON ORE CONCENTRATE | [5 empty] | Europe, China, USA | tonne | 740.46 |  |  | Necessary for coal enrichment for mines: participates in the technological process of coal enrichment for subsequent shipment of coal to thermal power plants.
r_39307323_25 | DTEK ENERGY (coal) | Electricity | STEEL ARCH SUPPORT КШПУ-11,0(СВП-22) | [5 empty] | Poland, Turkey, China, USA, Europe | КМП | 1100.50 |  |  | For mine workings: fastening of mine workings
r_39307323_25 | DTEK ENERGY (coal) | Electricity | STEEL ARCH SUPPORT КШПУ-11,7(СВП-22) | [5 empty] | Poland, Turkey, China, USA, Europe | КМП | 1479.67 |  |  | For mine workings: fastening of mine workings
r_39307323_25 | DTEK ENERGY (coal) | Electricity | STEEL ARCH SUPPORT КШПУ-11,7(СВП-27) | [5 empty] | Poland, Turkey, China, USA, Europe | КМП | 1109.83 |  |  | For mine workings: fastening of mine workings
r_39307323_25 | DTEK ENERGY (coal) | Electricity | STEEL ARCH SUPPORT КШПУ-13,6(СВП-27) | [5 empty] | Poland, Turkey, China, USA, Europe | КМП | 716.17 |  |  | For mine workings: fastening of mine workings
r_39307323_25 | DTEK ENERGY (coal) | Electricity | STEEL ARCH SUPPORT КШПУ-14,4(СВП-27) | [5 empty] | Poland, Turkey, China, USA, Europe | КМП | 4160.17 |  |  | For mine workings: fastening of mine workings
r_39307323_25 | DTEK ENERGY (coal) | Electricity | STEEL ARCH SUPPORT КШПУ-15,0(СВП-27) | [5 empty] | Poland, Turkey, China, USA, Europe | КМП | 470.00 |  |  | For mine workings: fastening of mine workings
r_39307323_25 | DTEK ENERGY (coal) | Electricity | STEEL ARCH SUPPORT КШПУ-17,7(СВП-27) | [5 empty] | Poland, Turkey, China, USA, Europe | КМП | 2475.83 |  |  | For mine workings: fastening of mine workings
r_39307323_25 | DTEK ENERGY (coal) | Electricity | STEEL ARCH SUPPORT КШПУ-20,2(СВП-27) | [5 empty] | Poland, Turkey, China, USA, Europe | КМП | 249.00 |  |  | For mine workings: fastening of mine workings
r_39307323_26 | DTEK ENERGY (coal) | Electricity | Сonnecting finger link 26x92 class D FASIN | [5 empty] | Europe, China, USA | pcs. | 136.67 |  |  | Connecting link for traction chains of cleaning combines for coal mining.
r_39307323_27 | DTEK ENERGY (coal) | Electricity | WOODEN BEAM Ф14-19СМ L2,8М | Trebjelke | Diverse utstyr og materiell |  |  |  | Europe | М3 | 80.00 |  |  | Fastening of stopes during coal mining
r_39307323_27 | DTEK ENERGY (coal) | Electricity | WOODEN BEAM Ф14-19СМ L2М | Trebjelke | Diverse utstyr og materiell |  |  |  | Europe | М3 | 228.63 |  |  | Fastening of stopes during coal mining
r_39307323_27 | DTEK ENERGY (coal) | Electricity | WOODEN BEAM Ф14-19СМ L3,8М | Trebjelke | Diverse utstyr og materiell |  |  |  | Europe | М3 | 3165.92 |  |  | Fastening of stopes during coal mining
r_39307323_27 | DTEK ENERGY (coal) | Electricity | WOODEN BEAM Ф14-19СМ L3М | Trebjelke | Diverse utstyr og materiell |  |  |  | Europe | М3 | 627.50 |  |  | Fastening of stopes during coal mining
r_39307323_27 | DTEK ENERGY (coal) | Electricity | WOODEN BEAM Ф14-19СМ L4М | Trebjelke | Diverse utstyr og materiell |  |  |  | Europe | М3 | 233208 |  |  | Fastening of stopes during coal mining
r_39307323_28 | DTEK ENERGY (coal) | Electricity | CLIP 1В20/10 | [5 empty] | Europe, China | pcs. | 230.00 |  |  | To replace worn elements on pumps when pumping water in a mine
r_39307323_29 | DTEK ENERGY (coal) | Electricity | REPAIR KIT 1В20/10 | [5 empty] | Europe, China | pcs. | 18.67 |  |  | To replace worn elements on pumps when pumping water in a mine
r_39307323_30 | DTEK ENERGY (coal) | Electricity | CUTTER ARMOBIT 32.88.60.75 | [5 empty] | Europe, China, USA | pcs. | 177.00 |  |  | Cutting tool for roadheaders that carry out workings for the input stopes.
r_39307323_30 | DTEK ENERGY (coal) | Electricity | CUTTER AWR 32.88.60.75/18 KM | [5 empty] | Europe, China, USA | pcs. | 1039.33 |  |  | Cutting tool for roadheaders that carry out workings for the input stopes.
r_39307323_30 | DTEK ENERGY (coal) | Electricity | CUTTER ARMOBIT 32.88.60.90 | [5 empty] | Europe, China, USA | pcs. | 458.67 |  |  | Cutting tool for roadheaders that carry out workings for the input stopes.
r_39307323_30 | DTEK ENERGY (coal) | Electricity | CUTTER BF58 145Х38Х22 | [5 empty] | Europe, China, USA | pcs. | 1972.33 |  |  | Cutting tool for roadheaders that carry out workings for the input stopes.
r_39307323_30 | DTEK ENERGY (coal) | Electricity | CUTTER BG32P-22.5570 (BSR246) | [5 empty] | Europe, China, USA | pcs. | 1193.83 |  |  | Cutting tool for roadheaders that carry out workings for the input stopes.
r_39307323_30 | DTEK ENERGY (coal) | Electricity | CUTTER BG32Р-19.5590(BSR270) | [5 empty] | Europe, China, USA | pcs. | 329.00 |  |  | Cutting tool for roadheaders that carry out workings for the input stopes.
r_39307323_30 | DTEK ENERGY (coal) | Electricity | CUTTER КСП 32.00.00.100 | [5 empty] | Europe, China, USA | pcs. | 859.50 |  |  | Cutting tool for roadheaders that carry out workings for the input stopes.
r_39307323_30 | DTEK ENERGY (coal) | Electricity | CUTTER РПП 2М | [5 empty] | Europe, China, USA | pcs. | 7.50 |  |  | Cutting tool for roadheaders that carry out workings for the input stopes.
r_39307323_31 | DTEK ENERGY (coal) | Electricity | Log f10-13cm L4М | Trebjelke | Diverse utstyr og materiell |  |  |  | Europe, China, USA | М3 | 837.95 |  |  | Cutting tool for roadheaders that carry out workings for the input stopes.
r_39307323_32 | DTEK ENERGY (coal) | Electricity | HEADLIGHT СВГ-6 | [5 empty] | Poland, Turkey, China, USA, Europe | pcs. | 453.00 |  |  | Ensuring the safety of miners (personal lighting of mine workers)
r_39307323_33 | DTEK ENERGY (coal) | Electricity | MINE SUPPORT MESH 1,0Х1,0 CONYLATED | [5 empty] | Poland, Turkey, China, USA, Europe | pcs. | 11320.83 |  |  | Tightening boards during mine workings for subsequent coal mining
r_39307323_33 | DTEK ENERGY (coal) | Electricity | MINE SUPPORT MESH 1,0Х1,2 | [5 empty] | Poland, Turkey, China, USA, Europe | pcs. | 18425.83 |  |  | Tightening boards during mine workings for subsequent coal mining
r_39307323_33 | DTEK ENERGY (coal) | Electricity | MINE SUPPORT MESH 1,0Х2,0 | [5 empty] | Poland, Turkey, China, USA, Europe | pcs. | 13769.17 |  |  | Tightening boards during mine workings for subsequent coal mining
r_39307323_34 | DTEK ENERGY (coal) | Electricity | PIPE 159Х4,5 СТ3 | [5 empty] | Poland, Turkey, China, USA, Europe | tonne | 7.00 |  |  | Water supply in fire fighting stations during mine workings, followed by coal mining.
r_39307323_35 | DTEK ENERGY (coal) | Electricity | PIPELINE ПШ 150-159.3-4,5.10000АНТ/П | [5 empty] | Poland, Turkey, China, USA, Europe | pcs. | 970.33 |  |  | Water supply in fire fighting stations during mine workings, followed by coal mining.
r_39307323_36 | DTEK ENERGY (coal) | Electricity | Fire protection filter RPA PPE FP-210 | [5 empty] | Poland, Turkey, China, USA, Europe | pcs. | 189022.17 |  |  | Means for respiratory protection of miners
r_39307323_37 | DTEK ENERGY (coal) | Electricity | DRILL ROD S19 L1,0М | [5 empty] | Poland, Turkey, China, USA, Europe | pcs. | 48.67 |  |  | Drilling of anchors during mine workings and their fastening
r_39307323_37 | DTEK ENERGY (coal) | Electricity | DRILL ROD S19 L1,8М | [5 empty] | Poland, Turkey, China, USA, Europe | pcs. | 44.33 |  |  | Drilling of anchors during mine workings and their fastening
r_39307323_37 | DTEK ENERGY (coal) | Electricity | DRILL ROD S19 L2,4М | [5 empty] | Poland, Turkey, China, USA, Europe | pcs. | 106.67 |  |  | Drilling of anchors during mine workings and their fastening
r_39307323_38 | DTEK ENERGY (coal) | Electricity | SPIRAL TWIST DRILL ROD Ф27 L1,0М | [5 empty] | Poland, Turkey, China, USA, Europe | pcs. | 128.33 |  |  | Drilling of anchors during mine workings and their fastening
r_39307323_38 | DTEK ENERGY (coal) | Electricity | SPIRAL TWIST DRILL ROD Ф28 L1,8М | [5 empty] | Poland, Turkey, China, USA, Europe | pcs. | 93.17 |  |  | Drilling of anchors during mine workings and their fastening
r_39307323_38 | DTEK ENERGY (coal) | Electricity | SPIRAL TWIST DRILL ROD Ф28 L2,4М | [5 empty] | Poland, Turkey, China, USA, Europe | pcs. | 300.83 |  |  | Drilling of anchors during mine workings and their fastening
r_39307323_39 | DTEK ENERGY (coal) | Electricity | DRILL ROD S22 R17 L6M | [5 empty] | Poland, Turkey, China, USA, Europe | pcs. | 8.67 |  |  | Drilling of anchors during mine workings and their fastening
r_39307323_40 | DTEK ENERGY (coal) | Electricity | TRACTION CHAIN 26Х92 CLASS D3 | [5 empty] | Poland, Turkey, China, USA, Europe | m | 4960.00 |  |  | Equipping scraper conveyor chains for transporting coal during mining and traction chains for coal mining combines
r_39307323_41 | DTEK ENERGY (coal) | Electricity | TWO-CHAIN ROUTE 24Х86РКЛ.D3-3Х2Х11-480 | [5 empty] | Poland, Turkey, China, USA, Europe | m | 2400.00 |  |  | Equipping scraper conveyor chains for transporting coal during mining and traction chains for coal mining combines
r_39307323_42 | DTEK ENERGY (coal) | Electricity | TRACTION CHAIN 30Х108 CLASS D3 FASING | [5 empty] | Poland, Turkey, China, USA, Europe | m | 2480.00 |  |  | Equipping scraper conveyor chains for transporting coal during mining and traction chains for coal mining combines
r_39307323_43 | DTEK ENERGY (coal) | Electricity | Сonnecting finger link 26x92 class D FASIN | [5 empty] | Europe, China, USA | pcs. | 800.00 |  |  | Equipping scraper conveyor chains for transporting coal during mining and traction chains for coal mining combines
r_39307323_43 | DTEK ENERGY (coal) | Electricity | Сonnecting finger link 30х108 class D FASIN | [5 empty] | Poland, Turkey, China, USA, Europe | pcs. | 250.00 |  |  | Equipping scraper conveyor chains for transporting coal during mining and traction chains for coal mining combines
r_39307323_44 | DTEK ENERGY (coal) | Electricity | Lock for two-chain route 24Х86 CLASS D FASIN (СП26У.21.00.002 (frog)) | [5 empty] | Poland, Turkey, China, USA, Europe | pcs. | 1000.00 |  |  | Equipping scraper conveyor chains for transporting coal during mining and traction chains for coal mining combines
r_39307323_45 | DTEK ENERGY (coal) | Electricity | ASSEMBLY LINE 2.2 ТК-200-1400Х5-5/2 | [5 empty] | Poland, Turkey, China, USA, Europe | sq.m | 50.00 |  |  | Ensuring the operation of belt conveyors that transport coal.
r_39307323_45 | DTEK ENERGY (coal) | Electricity | ASSEMBLY LINE 2,1-1600-7ТК200-2-8-3-Б-РБ | [5 empty] | Poland, Turkey, China, USA, Europe | sq.m | 50.00 |  |  | Ensuring the operation of belt conveyors that transport coal.
r_39307323_45 | DTEK ENERGY (coal) | Electricity | ASSEMBLY LINE 2.2-1000-5-ТК-200-2-5-2-И-РБ | [5 empty] | Poland, Turkey, China, USA, Europe | sq.m | 75.00 |  |  | Ensuring the operation of belt conveyors that transport coal.
r_39307323_45 | DTEK ENERGY (coal) | Electricity | ASSEMBLY LINE.1400 GTP EP 1000/5 4,5+3,5V | [5 empty] | Poland, Turkey, China, USA, Europe | sq.m | 250.00 |  |  | Ensuring the operation of belt conveyors that transport coal.
r_39307323_45 | DTEK ENERGY (coal) | Electricity | ASSEMBLY LINE.1200 GTP EP 1000/5 4,5+3,5 | [5 empty] | Poland, Turkey, China, USA, Europe | sq.m | 250.00 |  |  | Ensuring the operation of belt conveyors that transport coal.
r_39307323_45 | DTEK ENERGY (coal) | Electricity | ASSEMBLY LINE 2.2 –1200-5 ТК-200-2-5-2 | [5 empty] | Poland, Turkey, China, USA, Europe | m | 50.00 |  |  | Ensuring the operation of belt conveyors that transport coal.
r_39307323_45 | DTEK ENERGY (coal) | Electricity | ASSEMBLY LINE 1400 TZ 1000/5 PP 5+2 | [5 empty] | Poland, Turkey, China, USA, Europe | sq.m | 150.00 |  |  | Ensuring the operation of belt conveyors that transport coal.
r_39307323_46 | DTEK ENERGY (coal) | Electricity | VENTILATION DUCT Ф1000 20М | [5 empty] | Poland, Turkey, China, USA, Europe | m | 1453.08 |  |  | Air supply for ventilation in the faces during mining with subsequent coal mining.
r_39307323_47 | DTEK ENERGY (coal) | Electricity | MINE VENTILATION DUCT Ф1000 100ПМ | [5 empty] | Poland, Turkey, China, USA, Europe | m | 1525.00 |  |  | Air supply for ventilation in the faces during mining with subsequent coal mining.
r_39307323_48 | DTEK ENERGY (coal) | Electricity | FLEXIBLE MINE VENTILATION DUCT Ф1000 | [5 empty] | Poland, Turkey, China, USA, Europe | m | 279.17 |  |  | Air supply for ventilation in the faces during mining with subsequent coal mining.
r_39307323_48 | DTEK ENERGY (coal) | Electricity | FLEXIBLE MINE VENTILATION DUCT 800ММ | [5 empty] | Poland, Turkey, China, USA, Europe | m | 58.33 |  |  | Air supply for ventilation in the faces during mining with subsequent coal mining.
r_39307323_49 | DTEK ENERGY (coal) | Electricity | VENTILATION DUCT Ф800 | [5 empty] | Poland, Turkey, China, USA, Europe | m | 1293.33 |  |  | Air supply for ventilation in the faces during mining with subsequent coal mining.
r_39307323_49 | DTEK ENERGY (coal) | Electricity | VENTILATION DUCT Ф800 100М | [5 empty] | Poland, Turkey, China, USA, Europe | m | 1120.00 |  |  | Air supply for ventilation in the faces during mining with subsequent coal mining.
r_39307323_50 | DTEK ENERGY (coal) | Electricity | ANCHOR METAL COTTER PINS №22 2,4М СБ Т22(27)Ш133Х133 | [5 empty] | Poland, Turkey, China, USA, Europe | pcs. | 4962.17 |  |  | Air supply for ventilation in the faces during mining with subsequent coal mining.
r_39307323_50 | DTEK ENERGY (coal) | Electricity | ANCHOR METAL COTTER PINS №22 1,5М СБ Т22(27)Ш133Х133 | [5 empty] | Poland, Turkey, China, USA, Europe | pcs. | 2168.33 |  |  | Air supply for ventilation in the faces during mining with subsequent coal mining.
r_39307323_51 | DTEK ENERGY (coal) | Electricity | ANCHOR IRMA 110 L2,0М | [5 empty] | Poland, Turkey, China, USA, Europe | pcs. | 131.17 |  |  | Air supply for ventilation in the faces during mining with subsequent coal mining.
r_39307323_52 | DTEK ENERGY (coal) | Electricity | ELECTRODE АНО-4 Ф3 | [5 empty] | Poland, Turkey, China, USA, Europe | kg | 450.00 |  |  | Conducting welding work during the repair of coal mining equipment
r_39307323_52 | DTEK ENERGY (coal) | Electricity | ELECTRODE АНО-4 Ф5 | [5 empty] | Poland, Turkey, China, USA, Europe | kg | 2315.00 |  |  | Conducting welding work during the repair of coal mining equipment
r_39307323_52 | DTEK ENERGY (coal) | Electricity | ELECTRODE 13/55 Ф4 ГОСТ 9466-75 | [5 empty] | Poland, Turkey, China, USA, Europe | kg | 678.50 |  |  | Conducting welding work during the repair of coal mining equipment
r_39307323_53 | DTEK ENERGY (coal) | Electricity | GATE VALVE ДУ32 ЧП(PRESSURE) | [5 empty] | Poland, Turkey, China, USA, Europe | pcs. | 650.83 |  |  | Assembly of powered roof supports for new coal mining faces. Replacement of failed lining sections in coal mining faces.
r_39307323_53 | DTEK ENERGY (coal) | Electricity | GATE VALVE ДУ12 РП | [5 empty] | Poland, Turkey, China, USA, Europe | pcs. | 183.33 |  |  | Assembly of powered roof supports for new coal mining faces. Replacement of failed lining sections in coal mining faces.
r_39307323_53 | DTEK ENERGY (coal) | Electricity | GATE VALVE ДУ12 РУ | [5 empty] | Poland, Turkey, China, USA, Europe | pcs. | 490.17 |  |  | Assembly of powered roof supports for new coal mining faces. Replacement of failed lining sections in coal mining faces.
r_39307323_53 | DTEK ENERGY (coal) | Electricity | GATE VALVE ДУ12 ЧП | [5 empty] | Poland, Turkey, China, USA, Europe | pcs. | 12894.67 |  |  | Assembly of powered roof supports for new coal mining faces. Replacement of failed lining sections in coal mining faces.
r_39307323_53 | DTEK ENERGY (coal) | Electricity | GATE VALVE ДУ20 РП | [5 empty] | Poland, Turkey, China, USA, Europe | pcs. | 279.17 |  |  | Assembly of powered roof supports for new coal mining faces. Replacement of failed lining sections in coal mining faces.
r_39307323_53 | DTEK ENERGY (coal) | Electricity | GATE VALVE ДУ25 ЧП | [5 empty] | Poland, Turkey, China, USA, Europe | pcs. | 1121.50 |  |  | Assembly of powered roof supports for new coal mining faces. Replacement of failed lining sections in coal mining faces.
r_39307323_53 | DTEK ENERGY (coal) | Electricity | GATE VALVE ДУ8 ЧП | [5 empty] | Poland, Turkey, China, USA, Europe | pcs. | 2907.83 |  |  | Assembly of powered roof supports for new coal mining faces. Replacement of failed lining sections in coal mining faces.
r_39307323_54 | DTEK ENERGY (coal) | Electricity | ROPE 22,5 ДСТУ 2688-80 | [5 empty] | Poland, Turkey, China, USA, Europe | kg | 35.22 |  |  | Floor roads, for organizing transport along the equipment shaft, people on floor roads.
r_39307323_55 | DTEK ENERGY (coal) | Electricity | METAL WHEEL 12 СТ3 | [5 empty] | Poland, Turkey, China, USA, Europe | tonne | 0.61 |  |  | Mining equipment repair tool
r_39307323_56 | DTEK ENERGY (coal) | Electricity | CUT-OFF WHEEL 14А 125Х1,0Х22,2 METAL | [5 empty] | Poland, Turkey, China, USA, Europe | pcs. | 125.83 |  |  | Mining equipment repair tool
r_39307323_56 | DTEK ENERGY (coal) | Electricity | CUT-OFF WHEEL 14А 125Х1,2Х22,2 METAL | [5 empty] | Poland, Turkey, China, USA, Europe | pcs. | 113.67 |  |  | Mining equipment repair tool
r_39307323_56 | DTEK ENERGY (coal) | Electricity | CUT-OFF WHEEL 14А 125Х2Х22,2 METAL | [5 empty] | Poland, Turkey, China, USA, Europe | pcs. | 106.83 |  |  | Mining equipment repair tool
r_39307323_56 | DTEK ENERGY (coal) | Electricity | CUT-OFF WHEEL 14А 180Х1,6Х22 | [5 empty] | Poland, Turkey, China, USA, Europe | pcs. | 181.33 |  |  | Mining equipment repair tool
r_39307323_56 | DTEK ENERGY (coal) | Electricity | CUT-OFF WHEEL 14А 180Х2,5Х22 METAL | [5 empty] | Poland, Turkey, China, USA, Europe | pcs. | 70.83 |  |  | Mining equipment repair tool
r_39307323_56 | DTEK ENERGY (coal) | Electricity | CUT-OFF WHEEL 14А 180Х2Х22 METAL | [5 empty] | Poland, Turkey, China, USA, Europe | pcs. | 339.67 |  |  | Mining equipment repair tool
r_39307323_56 | DTEK ENERGY (coal) | Electricity | CUT-OFF WHEEL 14А 230Х2,5Х22 METAL | [5 empty] | Poland, Turkey, China, USA, Europe | pcs. | 552.33 |  |  | Mining equipment repair tool
r_39307323_56 | DTEK ENERGY (coal) | Electricity | CUT-OFF WHEEL 14А 230Х2Х22 METAL | [5 empty] | Poland, Turkey, China, USA, Europe | pcs. | 453.83 |  |  | Mining equipment repair tool
r_39307323_56 | DTEK ENERGY (coal) | Electricity | CUT-OFF WHEEL 14А 230Х3Х22 METAL | [5 empty] | Poland, Turkey, China, USA, Europe | pcs. | 27.00 |  |  | Mining equipment repair tool
r_39307323_57 | DTEK ENERGY (coal) | Electricity | GRINDING WHEEL ARMORED 14А 230Х6Х22 | [5 empty] | Poland, Turkey, China, USA, Europe | pcs. | 39.67 |  |  | Mining equipment repair tool
r_39307323_58 | DTEK ENERGY (coal) | Electricity | STEEL SHEET 10 СТS355J2 | [5 empty] | Poland, Turkey, China, USA, Europe | tonne | 1.95 |  |  | Repair of metal structures of lining sections in new coal mining faces
r_39307323_58 | DTEK ENERGY (coal) | Electricity | STEEL SHEET 2 СТ3 | [5 empty] | Poland, Turkey, China, USA, Europe | tonne | 0.81 |  |  | Repair of metal structures of lining sections in new coal mining faces
r_39307323_58 | DTEK ENERGY (coal) | Electricity | STEEL SHEET 4 СТ3 | [5 empty] | Poland, Turkey, China, USA, Europe | tonne | 5.45 |  |  | Repair of metal structures of lining sections in new coal mining faces
r_39307323_58 | DTEK ENERGY (coal) | Electricity | STEEL SHEET 10 СТ3 | [5 empty] | Poland, Turkey, China, USA, Europe | tonne | 7.62 |  |  | Repair of metal structures of lining sections in new coal mining faces
r_39307323_58 | DTEK ENERGY (coal) | Electricity | STEEL SHEET 3 СТ3 | [5 empty] | Poland, Turkey, China, USA, Europe | tonne | 2022-10-04 |  |  | Repair of metal structures of lining sections in new coal mining faces
r_39307323_58 | DTEK ENERGY (coal) | Electricity | STEEL SHEET 6 СТ3 | [5 empty] | Poland, Turkey, China, USA, Europe | tonne | 1.38 |  |  | Repair of metal structures of lining sections in new coal mining faces
r_39307323_58 | DTEK ENERGY (coal) | Electricity | STEEL SHEET 8 СТ3 | [5 empty] | Poland, Turkey, China, USA, Europe | tonne | 1.97 |  |  | Repair of metal structures of lining sections in new coal mining faces
r_39307323_59 | DTEK ENERGY (coal) | Electricity | CABLE MASTIC МБ 70/60 | [5 empty] | Poland, Turkey, China, USA, Europe | kg | 1811.50 |  |  | Repair of cable in mines for supplying voltage to coal mining equipment
r_39307323_60 | DTEK ENERGY (coal) | Electricity | Repair Kit РН-3 | [5 empty] | Poland, Turkey, China, USA, Europe | КМП | 51.67 |  |  | Repair of cable in mines for supplying voltage to coal mining equipment
r_39307323_60 | DTEK ENERGY (coal) | Electricity | REPAIR KIT РН-2 | [5 empty] | Poland, Turkey, China, USA, Europe | КМП | 37.17 |  |  | Repair of cable in mines for supplying voltage to coal mining equipment
r_39307323_60 | DTEK ENERGY (coal) | Electricity | REPAIR KIT РН-3-33 | [5 empty] | Poland, Turkey, China, USA, Europe | pcs. | 21.17 |  |  | Repair of cable in mines for supplying voltage to coal mining equipment
r_39307323_61 | DTEK ENERGY (coal) | Electricity | PUMP НШ 10М-3 | [5 empty] | Poland, Turkey, China, USA, Europe | pcs. | 10.00 |  |  | For the repair of mining equipment (replacement in hydraulic systems)
r_39307323_61 | DTEK ENERGY (coal) | Electricity | PUMP НШ 10М-ЗЛ | [5 empty] | Poland, Turkey, China, USA, Europe | pcs. | 3.00 |  |  | For the repair of mining equipment (replacement in hydraulic systems)
r_39307323_61 | DTEK ENERGY (coal) | Electricity | PUMP НШ 50А-3Л | [5 empty] | Poland, Turkey, China, USA, Europe | pcs. | 7.00 |  |  | For the repair of mining equipment (replacement in hydraulic systems)
r_39307323_61 | DTEK ENERGY (coal) | Electricity | PUMP НШ 50М-4Л | [5 empty] | Poland, Turkey, China, USA, Europe | pcs. | 27.00 |  |  | For the repair of mining equipment (replacement in hydraulic systems)
r_39307323_62 | DTEK ENERGY (coal) | Electricity | NEPHRAS 80/120 | [5 empty] | Poland, Turkey, China, USA, Europe | kg | 89.44 |  |  | For the repair of mining equipment (replacement in hydraulic systems)
r_39307323_62 | DTEK ENERGY (coal) | Electricity | NEPHRAS Д | [5 empty] | Poland, Turkey, China, USA, Europe | tonne | 0.27 |  |  | For the repair of mining equipment (replacement in hydraulic systems)
r_39307323_62 | DTEK ENERGY (coal) | Electricity | NEPHRAS С2-80/120 | [5 empty] | Poland, Turkey, China, USA, Europe | tonne | 0.03 |  |  | For the repair of mining equipment (replacement in hydraulic systems)
r_39307323_63 | DTEK ENERGY (coal) | Electricity | SLEEVE В/Т 4SP 12 | [5 empty] | Poland, Turkey, China, USA, Europe | m | 11110.83 |  |  | Assembly of powered roof supports for new coal mining faces. Replacement of failed lining sections in coal mining faces.
r_39307323_63 | DTEK ENERGY (coal) | Electricity | SLEEVE В/Т 4SP 25 | [5 empty] | Poland, Turkey, China, USA, Europe | m | 2445.98 |  |  | Assembly of powered roof supports for new coal mining faces. Replacement of failed lining sections in coal mining faces.
r_39307323_63 | DTEK ENERGY (coal) | Electricity | SLEEVE В/Т 2SN 12 | [5 empty] | Poland, Turkey, China, USA, Europe | m | 1234.25 |  |  | Assembly of powered roof supports for new coal mining faces. Replacement of failed lining sections in coal mining faces.
r_39307323_63 | DTEK ENERGY (coal) | Electricity | SLEEVE В/Т 2SN 16 | [5 empty] | Poland, Turkey, China, USA, Europe | m | 381.67 |  |  | Assembly of powered roof supports for new coal mining faces. Replacement of failed lining sections in coal mining faces.
r_39307323_63 | DTEK ENERGY (coal) | Electricity | SLEEVE В/Т 2SN 20 | [5 empty] | Poland, Turkey, China, USA, Europe | m | 555.00 |  |  | Assembly of powered roof supports for new coal mining faces. Replacement of failed lining sections in coal mining faces.
r_39307323_63 | DTEK ENERGY (coal) | Electricity | SLEEVE В/Т 2SN 8 | [5 empty] | Poland, Turkey, China, USA, Europe | m | 1234.73 |  |  | Assembly of powered roof supports for new coal mining faces. Replacement of failed lining sections in coal mining faces.
r_39307323_63 | DTEK ENERGY (coal) | Electricity | SLEEVE В/Т 4SP 20 | [5 empty] | Poland, Turkey, China, USA, Europe | m | 1057.50 |  |  | Assembly of powered roof supports for new coal mining faces. Replacement of failed lining sections in coal mining faces.
r_39307323_64 | DTEK ENERGY (coal) | Electricity | PIPE П/Е 50 SDR21 50Х2,4 РУ0,6 ПЕ80 | [5 empty] | Poland, Turkey, China, USA, Europe | m | 1353.25 |  |  | Supply of compressed air to the mine to perform technological operations in coal mining
r_39307323_64 | DTEK ENERGY (coal) | Electricity | PIPE П/Е 75 SDR21 75Х3,6 PУ0,6 ПЕ80 | [5 empty] | Poland, Turkey, China, USA, Europe | m | 3231.00 |  |  | Supply of compressed air to the mine to perform technological operations in coal mining
r_39307323_64 | DTEK ENERGY (coal) | Electricity | PIPE П/Е 75Х5,6 SDR13,6 РУ1,0 ПЕ80 | [5 empty] | Poland, Turkey, China, USA, Europe | m | 8086.17 |  |  | Supply of compressed air to the mine to perform technological operations in coal mining
r_39307323_65 | DTEK ENERGY (coal) | Electricity | MINE ASSEMBLY LINE 1000-1250 | [5 empty] | Poland, Turkey, China, USA, Europe | sq.m | 2000.00 |  |  | Ensuring the operation of belt conveyors that transport coal.
r_39307323_66 | DTEK ENERGY (coal) | Electricity | ROPE 25,5 ДСТУ 3077-80 | [5 empty] | Poland, Turkey, China, USA, Europe | m | 2000.00 |  |  | Floor roads, for organizing transport along the equipment shaft, people on floor roads.
r_39307323_67 | DTEK ENERGY (coal) | Electricity | GLUE ERKADOLL(КОМП А) | [5 empty] | Poland, Turkey, China, USA, Europe | kg | 3065.00 |  |  | For strengthening the rock mass during clearing operations
r_39307323_67 | DTEK ENERGY (coal) | Electricity | GLUE ERKODUR(КОМП B) | [5 empty] | Poland, Turkey, China, USA, Europe | kg | 3675.00 |  |  | For strengthening the rock mass during clearing operations
r_39307323_68 | DTEK ENERGY (coal) | Electricity | ASSEMBLY LINE 2ШТС(ТГ)1000-5-ЄР-200-4,5-3,5-ТЗ | [5 empty] | Poland, Turkey, China, USA, Europe | sq.m | 60.50 |  |  | Ensuring the operation of belt conveyors that transport coal.
r_39307323_69 | DTEK ENERGY (coal) | Electricity | MINE ASSEMBLY LINE 1200-1000 | [5 empty] | Poland, Turkey, China, USA, Europe | sq.m | 206.50 |  |  | Ensuring the operation of belt conveyors that transport coal.
r_39307323_69 | DTEK ENERGY (coal) | Electricity | MINE ASSEMBLY LINE 800-800 | [5 empty] | Poland, Turkey, China, USA, Europe | sq.m | 25.42 |  |  | Ensuring the operation of belt conveyors that transport coal.
r_39307323_69 | DTEK ENERGY (coal) | Electricity | MINE ASSEMBLY LINE 1000-1000 | [5 empty] | Poland, Turkey, China, USA, Europe | sq.m | 2779.25 |  |  | Ensuring the operation of belt conveyors that transport coal.
r_39307323_70 | DTEK ENERGY (coal) | Electricity | ASSEMBLY LINE ГОР 1400ММ 1000Н/ММ4,5/3,5 | [5 empty] | Poland, Turkey, China, USA, Europe | sq.m | 129.93 |  |  | Ensuring the operation of belt conveyors that transport coal.
r_39307323_70 | DTEK ENERGY (coal) | Electricity | ASSEMBLY LINE ШКВ 1200ММ 1000 Н/ММ 4,5/3,5 | [5 empty] | Poland, Turkey, China, USA, Europe | sq.m | 128.92 |  |  | Ensuring the operation of belt conveyors that transport coal.
r_39307323_70 | DTEK ENERGY (coal) | Electricity | MINE ASSEMBLY LINE 1000-1250 | [5 empty] | Poland, Turkey, China, USA, Europe | sq.m | 682.06 |  |  | Ensuring the operation of belt conveyors that transport coal.
r_39307323_70 | DTEK ENERGY (coal) | Electricity | ASSEMBLY LINE ШКВ 1000ММ 1000 Н/ММ 4,5/3,5 | [5 empty] | Poland, Turkey, China, USA, Europe | sq.m | 27.42 |  |  | Ensuring the operation of belt conveyors that transport coal.
r_39307323_70 | DTEK ENERGY (coal) | Electricity | MINE ASSEMBLY LINE 1000-2000 | [5 empty] | Poland, Turkey, China, USA, Europe | sq.m | 269.33 |  |  | Ensuring the operation of belt conveyors that transport coal.
r_39307323_71 | DTEK ENERGY (coal) | Electricity | CABLE ВЭВББШВ-6 3Х70+1Х10 | PVC-kabel | Kabelmateriell |  |  |  | Poland, Turkey, China, USA, Europe | kg | 0.86 |  |  | For mining and repair of mining equipment
r_39307323_71 | DTEK ENERGY (coal) | Electricity | CABLE КСША 4Х0,6(ТАШС 1Х4Х0,64) | Kommunikasjonslabel | Kabelmateriell |  |  |  | Poland, Turkey, China, USA, Europe | kg | 16.20 |  |  | For mining and repair of mining equipment
r_39307323_71 | DTEK ENERGY (coal) | Electricity | CABLE КТПЭПШВ 10Х2Х0,7(ТППШВ 10Х2Х0,64) | Kommunikasjonslabel | Kabelmateriell |  |  |  | Poland, Turkey, China, USA, Europe | kg | 6.56 |  |  | For mining and repair of mining equipment
r_39307323_71 | DTEK ENERGY (coal) | Electricity | CABLE КТПЭПШВ 20Х2Х0,7(ТППШВ 20Х2Х0,64) | Telefonkabel | Kabelmateriell |  |  |  | Poland, Turkey, China, USA, Europe | kg | 1.69 |  |  | For mining and repair of mining equipment
r_39307323_71 | DTEK ENERGY (coal) | Electricity | CABLE КГЭШ 3Х50+1Х10+3Х4 | Gummikabel | Kabelmateriell |  |  |  | Poland, Turkey, China, USA, Europe | kg | 0.89 |  |  | For mining and repair of mining equipment
r_39307323_71 | DTEK ENERGY (coal) | Electricity | CABLE КСША 1Х4Х0,6 | Kommunikasjonslabel | Kabelmateriell |  |  |  | Poland, Turkey, China, USA, Europe | kg | 2022-07-04 |  |  | For mining and repair of mining equipment
r_39307323_71 | DTEK ENERGY (coal) | Electricity | CABLE КШВЭББШВ6 3Х95+1Х35(ВЭВББШВ6 3Х95+1Х10) | Kraftkabel 6kV | Kabelmateriell |  |  |  | Poland, Turkey, China, USA, Europe | kg | 1.13 |  |  | For mining and repair of mining equipment